## Arkusz1
Umowa nr A120-211-8/14/GR Formularz cenowo-przedmiotowy
Lp. | Numer kat. | Producent | Nazwa | Cena netto | EBP | Opis | Rabat | Cena netto po rabacie | VAT | Cena brutto
1. | 4920000016 | Eppendorf | Pipeta automatyczna zmiennopojemnościowa ze zrzutnikiem końcówek w jednym przycisku o zakresie 0,1-2,5 μl | 1050 | 1050 | Eppendorf Reference® 2 single- channel, variable, 0.1-2.5 µL, dark gray,incl. epT.I.P.S. Box | 1 | 1050 | 8% | 1134
2. | 4920000024 | Eppendorf | Pipeta automatyczna zmiennopojemnościowa ze zrzutnikiem końcówek w jednym przycisku o zakresie 0,5-10 μl | 1050 | 1050 | Eppendorf Reference® 2 single- channel, variable, 0.5-10 µL, medium gray, incl. epT.I.P.S. Box | 1 | 1050 | 8% | 1134
3. | 4920000032 | Eppendorf | Pipeta automatyczna zmiennopojemnościowa ze zrzutnikiem końcówek w jednym przycisku o zakresie 2-20 μl | 1050 | 1050 | #N/A | 1 | 1050 | 8% | 1134
4. | 4920000040 | Eppendorf | Pipeta automatyczna zmiennopojemnościowa ze zrzutnikiem końcówek w jednym przycisku o zakresie 2-20 μl | 1050 | 1050 | #N/A | 1 | 1050 | 8% | 1134
5. | 4920000059 | Eppendorf | Pipeta automatyczna zmiennopojemnościowa ze zrzutnikiem końcówek w jednym przycisku o zakresie 10-100 μl | 1050 | 1050 | #N/A | 1 | 1050 | 8% | 1134
6. | 4920000067 | Eppendorf | Pipeta automatyczna zmiennopojemnościowa ze zrzutnikiem końcówek w jednym przycisku o zakresie 20-200 μl | 1050 | 1050 | #N/A | 1 | 1050 | 8% | 1134
7. | 4920000075 | Eppendorf | Pipeta automatyczna zmiennopojemnościowa ze zrzutnikiem końcówek w jednym przycisku o zakresie 30-300 μl | 1050 | 1050 | #N/A | 1 | 1050 | 8% | 1134
8. | 4920000083 | Eppendorf | Pipeta automatyczna zmiennopojemnościowa ze zrzutnikiem końcówek w jednym przycisku o zakresie 100-1000 μl | 1050 | 1050 | #N/A | 1 | 1050 | 8% | 1134
9. | 4920000091 | Eppendorf | Pipeta automatyczna zmiennopojemnościowa ze zrzutnikiem końcówek w jednym przycisku o zakresie 250-2500 μl | 1050 | 1050 | #N/A | 1 | 1050 | 8% | 1134
10. | 4920000105 | Eppendorf | Pipeta automatyczna zmiennopojemnościowa ze zrzutnikiem końcówek w jednym przycisku o zakresie 500-5000 μl | 1050 | 1050 | #N/A | 1 | 1050 | 8% | 1134
11. | 4920000113 | Eppendorf | Pipeta automatyczna zmiennopojemnościowa ze zrzutnikiem końcówek w jednym przycisku o zakresie 1-10 ml | 1050 | 1050 | #N/A | 1 | 1050 | 8% | 1134
12. | 4922000013 | Eppendorf | Pipeta automatyczna zmiennopojemnościowa 8-kanałowa ze zrzutnikiem końcówek w jednym przycisku o zakresie 0,5-10 μl | 3015.63 | 3723 | #N/A | 0.81 | 3015.63 | 8% | 3256.8804
13. | 4922000021 | Eppendorf | Pipeta automatyczna zmiennopojemnościowa 12-kanałowa ze zrzutnikiem końcówek w jednym przycisku o zakresie 0,5-10 μl | 3302.37 | 4077 | #N/A | 0.81 | 3302.37 | 8% | 3566.5596
14. | 4922000030 | Eppendorf | Pipeta automatyczna zmiennopojemnościowa 8-kanałowa ze zrzutnikiem końcówek w jednym przycisku o zakresie 10-100 μl | 3015.63 | 3723 | #N/A | 0.81 | 3015.63 | 8% | 3256.8804
15. | 4922000048 | Eppendorf | Pipeta automatyczna zmiennopojemnościowa 12-kanałowa ze zrzutnikiem końcówek w jednym przycisku o zakresie 10-100 μl | 3302.37 | 4077 | #N/A | 0.81 | 3302.37 | 8% | 3566.5596
16. | 4922000056 | Eppendorf | Pipeta automatyczna zmiennopojemnościowa 8-kanałowa ze zrzutnikiem końcówek w jednym przycisku o zakresie 30-300 μl | 3015.63 | 3723 | #N/A | 0.81 | 3015.63 | 8% | 3256.8804
17. | 4922000064 | Eppendorf | Pipeta automatyczna zmiennopojemnościowa 12-kanałowa ze zrzutnikiem końcówek w jednym przycisku o zakresie 30-300 μl | 3302.37 | 4077 | #N/A | 0.81 | 3302.37 | 8% | 3566.5596
18. | 4921000010 | Eppendorf | Pipeta automatyczna stałoobjetościowa ze zrzutnikiem końcówek w jednym przycisku o pojemności 1 μl | 579.96 | 716 | #N/A | 0.81 | 579.96 | 8% | 626.3568
19. | 4921000028 | Eppendorf | Pipeta automatyczna stałoobjetościowa ze zrzutnikiem końcówek w jednym przycisku o pojemności 2 μl | 579.96 | 716 | #N/A | 0.81 | 579.96 | 8% | 626.3568
20. | 4921000036 | Eppendorf | Pipeta automatyczna stałoobjetościowa ze zrzutnikiem końcówek w jednym przycisku o pojemności 5 μl | 579.96 | 716 | #N/A | 0.81 | 579.96 | 8% | 626.3568
21. | 4921000044 | Eppendorf | Pipeta automatyczna stałoobjetościowa ze zrzutnikiem końcówek w jednym przycisku o pojemności 10 μl | 579.96 | 716 | #N/A | 0.81 | 579.96 | 8% | 626.3568
22. | 4921000052 | Eppendorf | Pipeta automatyczna stałoobjetościowa ze zrzutnikiem końcówek w jednym przycisku o pojemności 10 μl | 579.96 | 716 | #N/A | 0.81 | 579.96 | 8% | 626.3568
23. | 4921000060 | Eppendorf | Pipeta automatyczna stałoobjetościowa ze zrzutnikiem końcówek w jednym przycisku o pojemności 20 μl | 579.96 | 716 | #N/A | 0.81 | 579.96 | 8% | 626.3568
24. | 4921000079 | Eppendorf | Pipeta automatyczna stałoobjetościowa ze zrzutnikiem końcówek w jednym przycisku o pojemności 20 μl | 579.96 | 716 | #N/A | 0.81 | 579.96 | 8% | 626.3568
25. | 4921000087 | Eppendorf | Pipeta automatyczna stałoobjetościowa ze zrzutnikiem końcówek w jednym przycisku o pojemności 25 μl | 579.96 | 716 | #N/A | 0.81 | 579.96 | 8% | 626.3568
26. | 4921000095 | Eppendorf | Pipeta automatyczna stałoobjetościowa ze zrzutnikiem końcówek w jednym przycisku o pojemności 50 μl | 579.96 | 716 | #N/A | 0.81 | 579.96 | 8% | 626.3568
27. | 4921000109 | Eppendorf | Pipeta automatyczna stałoobjetościowa ze zrzutnikiem końcówek w jednym przycisku o pojemności 100 μl | 579.96 | 716 | #N/A | 0.81 | 579.96 | 8% | 626.3568
28. | 4921000117 | Eppendorf | Pipeta automatyczna stałoobjetościowa ze zrzutnikiem końcówek w jednym przycisku o pojemności 200 μl | 579.96 | 716 | #N/A | 0.81 | 579.96 | 8% | 626.3568
29. | 4921000125 | Eppendorf | Pipeta automatyczna stałoobjetościowa ze zrzutnikiem końcówek w jednym przycisku o pojemności 200 μl | 579.96 | 716 | #N/A | 0.81 | 579.96 | 8% | 626.3568
30. | 4921000133 | Eppendorf | Pipeta automatyczna stałoobjetościowa ze zrzutnikiem końcówek w jednym przycisku o pojemności 250 μl | 579.96 | 716 | #N/A | 0.81 | 579.96 | 8% | 626.3568
31. | 4921000141 | Eppendorf | Pipeta automatyczna stałoobjetościowa ze zrzutnikiem końcówek w jednym przycisku o pojemności 500 μl | 579.96 | 716 | #N/A | 0.81 | 579.96 | 8% | 626.3568
32. | 4921000150 | Eppendorf | Pipeta automatyczna stałoobjetościowa ze zrzutnikiem końcówek w jednym przycisku o pojemności 1000 μl | 579.96 | 716 | #N/A | 0.81 | 579.96 | 8% | 626.3568
33. | 4921000168 | Eppendorf | Pipeta automatyczna stałoobjetościowa ze zrzutnikiem końcówek w jednym przycisku o pojemności 2000 μl | 579.96 | 716 | #N/A | 0.81 | 579.96 | 8% | 626.3568
34. | 4921000176 | Eppendorf | Pipeta automatyczna stałoobjetościowa ze zrzutnikiem końcówek w jednym przycisku o pojemności 2500 μl | 579.96 | 716 | #N/A | 0.81 | 579.96 | 8% | 626.3568
35. | 4920000903 | Eppendorf | Eppendorf Reference 2 3-Pack opcja 1: 0,5-10 µL, 10-100 µL, 100-1000 µL | 3000 | 3000 | #N/A | 1 | 3000 | 8% | 3240
36. | 4920000911 | Eppendorf | Eppendorf Reference 2 3-Pack opcja 2:2-20 µL, 20-200 µL, 100-1000 µL | 3000 | 3000 | #N/A | 1 | 3000 | 8% | 3240
37. | 4920000920 | Eppendorf | Eppendorf Reference 2 3-Pack opcja 3:100-1000 µL, 0,5 - 5 mL, 1-10 mL | 3000 | 3000 | #N/A | 1 | 3000 | 8% | 3240
38. | 4923000009 | Eppendorf | Statyw karuzelowy | 393.42 | 474 | #N/A | 0.83 | 393.42 | 23% | 483.9066
39. | 4923601002 | Eppendorf | Uchwyt do pipety | 48.14 | 58 | #N/A | 0.83 | 48.14 | 23% | 59.2122
40. | 4923000017 | Eppendorf | Uchwyt do pipety samoprzylepny | 62.25 | 75 | #N/A | 0.83 | 62.25 | 23% | 76.5675
41. | 3903000014 | Eppendorf | Czytnik rozpoznawania pipet | 1553.76 | 1872 | #N/A | 0.83 | 1553.76 | 23% | 1911.1248
42. | 4861000015 | Eppendorf | Pipeta elektroniczna jednokanałowa o zmiennym zakresie objętości od 0,5-10µl | 1840.11 | 2217 | #N/A | 0.83 | 1840.11 | 23% | 2263.3353
43. | 4861000023 | Eppendorf | Pipeta elektroniczna jednokanałowa o zmiennym zakresie objętości od 5-100µl | 1840.11 | 2217 | #N/A | 0.83 | 1840.11 | 23% | 2263.3353
44. | 4861000031 | Eppendorf | Pipeta elektroniczna jednokanałowa o zmiennym zakresie objętości od 15-300µl | 1840.11 | 2217 | #N/A | 0.83 | 1840.11 | 23% | 2263.3353
45. | 4861000040 | Eppendorf | Pipeta elektroniczna jednokanałowa o zmiennym zakresie objętości od 50-1000µl | 1840.11 | 2217 | #N/A | 0.83 | 1840.11 | 23% | 2263.3353
46. | 4861000058 | Eppendorf | Pipeta elektroniczna jednokanałowa o zmiennym zakresie objętości od 0,25-5 ml | 1840.11 | 2217 | #N/A | 0.83 | 1840.11 | 23% | 2263.3353
47. | 4861000066 | Eppendorf | Pipeta elektroniczna jednokanałowa o zmiennym zakresie objętości od 0,5-10 ml | 1840.11 | 2217 | #N/A | 0.83 | 1840.11 | 23% | 2263.3353
48. | 4861000104 | Eppendorf | Pipeta elektroniczna 8-kanałowa o zmiennym zakresie objętości od 0,5-10µl | 2672.6 | 3220 | #N/A | 0.83 | 2672.6 | 23% | 3287.298
49. | 4861000112 | Eppendorf | Pipeta elektroniczna 12-kanałowa o zmiennym zakresie objętości od 0,5-10µl | 3183.88 | 3836 | #N/A | 0.83 | 3183.88 | 23% | 3916.1724
50. | 4861000120 | Eppendorf | Pipeta elektroniczna 8-kanałowa o zmiennym zakresie objętości od 5-100µl | 2672.6 | 3220 | #N/A | 0.83 | 2672.6 | 23% | 3287.298
51. | 4861000139 | Eppendorf | Pipeta elektroniczna 12-kanałowa o zmiennym zakresie objętości od 5-100µl | 3183.88 | 3836 | #N/A | 0.83 | 3183.88 | 23% | 3916.1724
52. | 4861000147 | Eppendorf | Pipeta elektroniczna 8-kanałowa o zmiennym zakresie objętości od 15-300µl | 2672.6 | 3220 | #N/A | 0.83 | 2672.6 | 23% | 3287.298
53. | 4861000155 | Eppendorf | Pipeta elektroniczna 12-kanałowa o zmiennym zakresie objętości od 15-300µl | 3183.88 | 3836 | #N/A | 0.83 | 3183.88 | 23% | 3916.1724
54. | 4861000163 | Eppendorf | Pipeta elektroniczna 8-kanałowa o zmiennym zakresie objętości od 50-1200µl | 2672.6 | 3220 | #N/A | 0.83 | 2672.6 | 23% | 3287.298
55. | 4861000171 | Eppendorf | Pipeta elektroniczna 12-kanałowa o zmiennym zakresie objętości od 50-1200µl | 3183.88 | 3836 | #N/A | 0.83 | 3183.88 | 23% | 3916.1724
56. | 4861000708 | Eppendorf | Pipeta elektroniczna jednokanałowa o zmiennym zakresie objętości od 0,5-10µl | 2265.07 | 2729 | #N/A | 0.83 | 2265.07 | 23% | 2786.0361
57. | 4861000716 | Eppendorf | Pipeta elektroniczna jednokanałowa o zmiennym zakresie objętości od 5-100µl | 2265.07 | 2729 | #N/A | 0.83 | 2265.07 | 23% | 2786.0361
58. | 4861000724 | Eppendorf | Pipeta elektroniczna jednokanałowa o zmiennym zakresie objętości od 15-300µl | 2265.07 | 2729 | #N/A | 0.83 | 2265.07 | 23% | 2786.0361
59. | 4861000732 | Eppendorf | Pipeta elektroniczna jednokanałowa o zmiennym zakresie objętości od 50-1000µl | 2265.07 | 2729 | #N/A | 0.83 | 2265.07 | 23% | 2786.0361
60. | 4861000740 | Eppendorf | Pipeta elektroniczna jednokanałowa o zmiennym zakresie objętości od 0,25-5 ml | 2265.07 | 2729 | #N/A | 0.83 | 2265.07 | 23% | 2786.0361
61. | 4861000759 | Eppendorf | Pipeta elektroniczna jednokanałowa o zmiennym zakresie objętości od 0,5-10 ml | 2265.07 | 2729 | #N/A | 0.83 | 2265.07 | 23% | 2786.0361
62. | 4861000767 | Eppendorf | Pipeta elektroniczna 8-kanałowa o zmiennym zakresie objętości od 0,5-10µl | 3290.12 | 3964 | #N/A | 0.83 | 3290.12 | 23% | 4046.8476
63. | 4861000775 | Eppendorf | Pipeta elektroniczna 12-kanałowa o zmiennym zakresie objętości od 0,5-10µl | 3915.11 | 4717 | #N/A | 0.83 | 3915.11 | 23% | 4815.5853
64. | 4861000783 | Eppendorf | Pipeta elektroniczna 8-kanałowa o zmiennym zakresie objętości od 5-100µl | 3290.12 | 3964 | #N/A | 0.83 | 3290.12 | 23% | 4046.8476
65. | 4861000791 | Eppendorf | Pipeta elektroniczna 12-kanałowa o zmiennym zakresie objętości od 5-100µl | 3915.11 | 4717 | #N/A | 0.83 | 3915.11 | 23% | 4815.5853
66. | 4861000805 | Eppendorf | Pipeta elektroniczna 8-kanałowa o zmiennym zakresie objętości od 15-300µl | 3290.12 | 3964 | #N/A | 0.83 | 3290.12 | 23% | 4046.8476
67. | 4861000813 | Eppendorf | Pipeta elektroniczna 12-kanałowa o zmiennym zakresie objętości od 15-300µl | 3915.11 | 4717 | #N/A | 0.83 | 3915.11 | 23% | 4815.5853
68. | 4861000821 | Eppendorf | Pipeta elektroniczna 8-kanałowa o zmiennym zakresie objętości od 50-1200µl | 3290.12 | 3964 | #N/A | 0.83 | 3290.12 | 23% | 4046.8476
69. | 4861000830 | Eppendorf | Pipeta elektroniczna 12-kanałowa o zmiennym zakresie objętości od 50-1200µl | 3915.11 | 4717 | #N/A | 0.83 | 3915.11 | 23% | 4815.5853
70. | 4880000000 | Eppendorf | Statyw do ładowania 1 pipety elektronicznej | 663.17 | 799 | #N/A | 0.83 | 663.17 | 23% | 815.6991
71. | 4880000026 | Eppendorf | Statyw karuzelowy do ładowania 4 pipet elektronicznych | 1211.8 | 1460 | #N/A | 0.83 | 1211.8 | 23% | 1490.514
72. | 4861615001 | Eppendorf | Uchwyt samoprzylepny do 1 pipety elektronicznej | 88.81 | 107 | #N/A | 0.83 | 88.81 | 23% | 109.2363
73. | 4982000012 | Eppendorf | Multipette M4 z uchwytem (na ścianę i/lub karuzelę z pipetami) | 1122.16 | 1352 | Multipette M4 including holder (for wall mount and/or pipette carousel) | 0.83 | 1122.16 | 23% | 1380.2568
74. | 4986000017 | Eppendorf | Dozownik elektroniczny | 1978.72 | 2384 | #N/A | 0.83 | 1978.72 | 23% | 2433.8256
75. | 4986000025 | Eppendorf | Dozownik elektroniczny | 2530.67 | 3049 | #N/A | 0.83 | 2530.67 | 23% | 3112.7241
76. | 4980215003 | Eppendorf | Bateria zamienna do dozownika manualnego | 20.75 | 25 | #N/A | 0.83 | 20.75 | 23% | 25.5225
77. | 4981201006 | Eppendorf | Adapter na statyw karuzelowy | 50.63 | 61 | #N/A | 0.83 | 50.63 | 23% | 62.2749
78. | 4981203009 | Eppendorf | Uchwyt na ścianę | 62.25 | 75 | #N/A | 0.83 | 62.25 | 23% | 76.5675
79. | 4880000018 | Eppendorf | Statyw ładujący do ładowania dozownika | 507.96 | 612 | #N/A | 0.83 | 507.96 | 23% | 624.7908
80. | 4880601003 | Eppendorf | Adapter do statywu ładującego | 148.57 | 179 | #N/A | 0.83 | 148.57 | 23% | 182.7411
81. | 0030000730 | Eppendorf | epTIPS Standard 50-1250 µL L, 2 opakowania po 500 końcówek | 198.37 | 239 | epTIPS Standard 50-1250µl L, 2 bags of 500 tips = 1.000 tips | 0.83 | 198.37 | 23% | 243.9951
82. | 0030000765 | Eppendorf | epTIPS Standard 1-10 mL, 2 opakowania po 100 końcówek | 161.85 | 195 | epTIPS Standard 1-10ml, 2 bags of 100 tips = 200 tips | 0.83 | 161.85 | 23% | 199.0755
83. | 0030000781 | Eppendorf | epTIPS Standard 1-10 mL L, 2 opakowania po 100 końcówek | 230.74 | 278 | epTIPS Standard 1-10ml L, 2 bags of 100 tips = 200 tips | 0.83 | 230.74 | 23% | 283.8102
84. | 0030000811 | Eppendorf | epTIPS Standard 0,1-10 µL, 2 opakowania po 500 końcówek | 186.75 | 225 | epTIPS Standard 0,1-10µl, 2 bags of 500 tips = 1.000 tips | 0.83 | 186.75 | 23% | 229.7025
85. | 0030000838 | Eppendorf | epTIPS Standard 0,1-20 µL, 2 opakowania po 500 końcówek | 186.75 | 225 | epTIPS Standard 0,1-20µl, 2 bags of 500 tips = 1.000 tips | 0.83 | 186.75 | 23% | 229.7025
86. | 0030000854 | Eppendorf | epTIPS Standard 0,5-20 µL L, 2 opakowania po 500 końcówek | 177.62 | 214 | epTIPS Standard 0,5-20µl L, 2 bags of 500 tips = 1.000 tips | 0.83 | 177.62 | 23% | 218.4726
87. | 0030000870 | Eppendorf | epTIPS Standard żółte 2-200 µL 2 opakowanie po 500 końcówek | 115.37 | 139 | epTIPS Standard yellow 2-200µl 2 bags of 500 tips = 1.000 tips | 0.83 | 115.37 | 23% | 141.9051
88. | 0030000889 | Eppendorf | epTIPS Standard bezbarwne 2- 200 µL, 2 opakowania po 500 końcówek | 115.37 | 139 | epTIPS Standard colorless 2- 200µl, 2 bags of 500 tips = 1.000 tips | 0.83 | 115.37 | 23% | 141.9051
89. | 0030000897 | Eppendorf | epTIPS Standard żółte 20-300 µL, 2 opakowania po 500 | 115.37 | 139 | epTIPS Standard yellow 20- 300µl, 2 bags of 500 tips = 1.000 tips | 0.83 | 115.37 | 23% | 141.9051
90. | 0030000900 | Eppendorf | epTIPS Standard bezbarwne 20- 300 µL, 2 opakowania po 500 | 115.37 | 139 | epTIPS Standard colorless 20- 300µl, 2 bags of 500 tips = 1.000 tips | 0.83 | 115.37 | 23% | 141.9051
91. | 0030000919 | Eppendorf | epTIPS Standard niebieskie 50- 1000 µL, 2 opakowania po 500 końcówek | 115.37 | 139 | epTIPS Standard blue 50- 1000µl, 2 bags of 500 tips = 1.000 tips | 0.83 | 115.37 | 23% | 141.9051
92. | 0030000927 | Eppendorf | epTIPS Standard bezbarwne 50- 1000 µL, 2 opakowania po 500 końcówek | 115.37 | 139 | epTIPS Standard colorless 50- 1000µl, 2 bags of 500 tips = 1.000 tips | 0.83 | 115.37 | 23% | 141.9051
93. | 0030000935 | Eppendorf | epTIPS Standard 50-1250 µL, 2 opakowania po 500 końcówek | 195.88 | 236 | epTIPS Standard 50-1250µl, 2 bags of 500 tips = 1.000 tips | 0.83 | 195.88 | 23% | 240.9324
94. | 0030000951 | Eppendorf | epTIPS Standard 500-2500 µL, 5 opakowań po 100 końcówek | 134.46 | 162 | epTIPS Standard 500-2500µl, 5 bags of 100 tips = 500 tips | 0.83 | 134.46 | 23% | 165.3858
95. | 0030000978 | Eppendorf | epTIPS Standard 100-5000 µL, 5 opakowań po 100 końcówek | 156.87 | 189 | epTIPS Standard 100-5000µl, 5 bags of 100 tips = 500 tips | 0.83 | 156.87 | 23% | 192.9501
96. | 0030001222 | Eppendorf | epTips GELoader 0,5-20 µL 2 statywy po 96 końcówek | 209.16 | 252 | epTIPS GELoader 0.5-20µl 2 racks of 96 tips | 0.83 | 209.16 | 23% | 257.2668
97. | 0030001320 | Eppendorf | Mastertips, końcówki z tłokiem gotowe do użycia, 5 statywów po 96 | 752.81 | 907 | Mastertips, tips plus piston, ready-for-use, 5 boxes of 96 = 480 pcs. | 0.83 | 752.81 | 23% | 925.9563
98. | 0030010019 | Eppendorf | epTIPS Singles 0,1-20 µl Biopur, 100 końcówek, pakowane pojedynczo | 89.64 | 108 | epTIPS Singles 0.1-20µl Biopur 100 tips, individually wrapped | 0.83 | 89.64 | 8% | 96.8112
99. | 0030010035 | Eppendorf | epTIPS Singles 2-200 µl Biopur, 100 końcówek, pakowane pojedynczo | 89.64 | 108 | epTIPS Singles 2-200µl Biopur, 100 tips, individually wrapped | 0.83 | 89.64 | 8% | 96.8112
100. | 0030010051 | Eppendorf | epTIPS Singles 50-1000 µl Biopur, 100 końcówek, pakowane pojedynczo | 89.64 | 108 | epTIPS Singles 50-1000ul Biopur 100 tips, individually wrapped | 0.83 | 89.64 | 8% | 96.8112
101. | 0030058607 | Eppendorf | Tip-Tub, wanienka do pipetowania do sterylizacji pojemność 50-60 ml, 10 szt. | 74.202 | 89.4 | Tip-Tub, autoclavable tub, filling volume 50-60ml, 10 pcs | 0.83 | 74.202 | 23% | 91.2685
102. | 0030072006 | Eppendorf | epTIPS LoRetention Reloads, PCR clean, 0,1-10 µL S, 10 tacek po 96 końcówek | 254.81 | 307 | epTIPS LoRetention Reloads, PCR clean, 0,1-10µl S, 10 trays of 96 tips = 960 tips | 0.83 | 254.81 | 23% | 313.4163
103. | 0030072014 | Eppendorf | epTIPS LoRetention Reloads, PCR clean, 0,5-20 µL L, 10 tacek po 96 końcówek | 243.19 | 293 | epTIPS LoRetention Reloads, PCR clean, 0,5-20µl L, 10 trays of 96 tips = 960 tips | 0.83 | 243.19 | 23% | 299.1237
104. | 0030072022 | Eppendorf | epTIPS LoRetention Reloads, PCR clean, 2-200 µL, 10 tacek po 96 końcówek | 229.91 | 277 | epTIPS LoRetention Reloads, PCR clean, 2-200µl, 10 trays of 96 tips = 960 tips | 0.83 | 229.91 | 23% | 282.7893
105. | 0030072030 | Eppendorf | epTIPS LoRetention Reloads, PCR clean, 50-1000 µL, 10 tacek po 96 końcówek | 229.91 | 277 | epTIPS LoRetention Reloads, PCR clean, 50-1000µl, 10 trays of 96 tips = 960 tips | 0.83 | 229.91 | 23% | 282.7893
106. | 0030072049 | Eppendorf | epTIPS LoRetention Reloads, 0,1-10 µL S, 10 tacek po 96 końcówek | 241.53 | 291 | epTIPS LoRetention Reloads, 0,1-10µl S, 10 trays of 96 tips = 960 tips | 0.83 | 241.53 | 23% | 297.0819
107. | 0030072057 | Eppendorf | epTIPS LoRetention Reloads, 0,5-20 µL L, 10 tacek po 96 końcówek | 218.29 | 263 | epTIPS LoRetention Reloads, 0,5-20µl L, 10 trays of 96 tips = 960 tips | 0.83 | 218.29 | 23% | 268.4967
108. | 0030072065 | Eppendorf | epTIPS LoRetention Reloads, 2-200 µL, 10 tacek po 96 | 206.67 | 249 | epTIPS LoRetention Reloads, 2-200µl, 10 trays of 96 tips = 960 tips | 0.83 | 206.67 | 23% | 254.2041
109. | 0030072073 | Eppendorf | epTIPS LoRetention Reloads, 50-1000 µL, 10 tacek po 96 | 206.67 | 249 | epTIPS LoRetention Reloads, 50-1000µl, 10 trays of 96 tips = 960 tips | 0.83 | 206.67 | 23% | 254.2041
110. | 0030072251 | Eppendorf | epT.I.P.S. LoRetention Set, Eppendorf Quality, 1 statyw wielokrotnego użytku plus 5 tacek po 96 końcówek, 0,1-10 µL, ciemnoszary | 221.61 | 267 | epT.I.P.S. LoRetention Set, Eppendorf Quality, 1 reusable box incl. 5 trays of 96 tips, 0.1-10 µL, dark gray, length: | 0.83 | 221.61 | 23% | 272.5803
111. | 0030072260 | Eppendorf | epT.I.P.S. LoRetention Set, Eppendorf Quality, 1 statyw wielokrotnego użytku plus 5 tacek po 96 końcówek, 0,5-20 µL L, jasnoszary | 199.2 | 240 | epT.I.P.S. LoRetention Set, Eppendorf Quality, 1 reusable box incl. 5 trays of 96 tips, 0.5-20 µL L, light gray, | 0.83 | 199.2 | 23% | 245.016
112. | 0030072278 | Eppendorf | epT.I.P.S. LoRetention Set, Eppendorf Quality, 1 statyw wielokrotnego użytku plus 5 tacek po 96 końcówek, 2-200 µL, żółty | 194.22 | 234 | epT.I.P.S. LoRetention Set, Eppendorf Quality, 1 reusable box incl. 5 trays of 96 tips, 2-200 µL, yellow, length: | 0.83 | 194.22 | 23% | 238.8906
113. | 0030072286 | Eppendorf | epT.I.P.S. LoRetention Set, Eppendorf Quality, 1 statyw wielokrotnego użytku plus 5 tacek po 96 końcówek, 50-1000 µL, niebieski | 203.35 | 245 | epT.I.P.S. LoRetention Set, Eppendorf Quality, 1 reusable box incl. 5 trays of 96 tips, 50-1000 µL, blue, length: | 0.83 | 203.35 | 23% | 250.1205
114. | 0030073002 | Eppendorf | epTIPS Box 0,1-10 µl 1 pudełko wielokrotnego użytku plus 96 końcówek | 111.22 | 134 | epTIPS Box 0.1-10µl 1 reusable box incl. 96 tips | 0.83 | 111.22 | 8% | 120.1176
115. | 0030073029 | Eppendorf | epTIPS Box 0,1-20 µl 1 pudełko wielokrotnego użytku plus 96 końcówek | 111.22 | 134 | epTIPS Box 0.1-20µl 1 reusable box incl. 96 tips | 0.83 | 111.22 | 8% | 120.1176
116. | 0030073045 | Eppendorf | epTIPS Box 0,5-20 µ L 1 pudełko wielokrotnego użytku plus 96 końcówek | 98.77 | 119 | epTIPS Box 0,5-20µl 1 reusable box incl. 96 tips | 0.83 | 98.77 | 8% | 106.6716
117. | 0030073061 | Eppendorf | epTIPS Box 2-200 µl 1 pudełko wielokrotnego użytku plus 96 końcówek | 98.77 | 119 | epTIPS Box 2-200µl 1 reusable box incl. 96 tips | 0.83 | 98.77 | 8% | 106.6716
118. | 0030073088 | Eppendorf | epTIPS Box 20-300 µl 1 pudełko wielokrotnego użytku plus 96 końcówek | 98.77 | 119 | epTIPS Box 20-300µl 1 reusable box incl. 96 tips | 0.83 | 98.77 | 8% | 106.6716
119. | 0030073100 | Eppendorf | epTIPS Box 50-1000 µl 1 pudełko wielokrotnego użytku plus 96 końcówek | 98.77 | 119 | epTIPS Box 50-1000ul 1 reusable box incl. 96 tips | 0.83 | 98.77 | 8% | 106.6716
120. | 0030073126 | Eppendorf | epTIPS Box 50-1250 µl 1 pudełko wielokrotnego użytku plus 96 końcówek | 111.22 | 134 | epTIPS Box 50-1250µl 1 reusable box incl. 96 tips | 0.83 | 111.22 | 8% | 120.1176
121. | 0030073142 | Eppendorf | epTIPS Box 500-2500 µl 1 pudełko wielokrotnego użytku plus 48 końcówek | 131.14 | 158 | epTIPS Box 500-2500µl 1 reusable box incl. 48 tips | 0.83 | 131.14 | 8% | 141.6312
122. | 0030073169 | Eppendorf | epTIPS Box 100-5000 µl 1 pudełko wielokrotnego użytku plus 24 końcówki | 117.03 | 141 | epTIPS Box 100-5000µl 1 reusable box incl. 24 tips | 0.83 | 117.03 | 8% | 126.3924
123. | 0030073207 | Eppendorf | epTIPS Set 0,1-10 µL 1 pudełko wielokrotnego użytku plus 5 tacek po 96 końcówek | 182.6 | 220 | epTIPS Set 0.1-10µl 1 reusable box incl. 5 trays of 96 tips | 0.83 | 182.6 | 8% | 197.208
124. | 0030073223 | Eppendorf | epTIPS Set 0,1-20 µL 1 pudełko wielokrotnego użytku plus 5 tacek po 96 końcówek | 182.6 | 220 | epTIPS Set 0.1-20µl 1 reusable box incl. 5 trays of 96 tips | 0.83 | 182.6 | 8% | 197.208
125. | 0030073240 | Eppendorf | epTIPS Set 0,5-20 µL L 1 pudełko wielokrotnego użytku plus 5 tacek po 96 końcówek | 166.83 | 201 | epTIPS Set 0.5-20µl L 1 reusable box incl. 5 trays of 96 tips | 0.83 | 166.83 | 8% | 180.1764
126. | 0030073266 | Eppendorf | epTIPS Set 2-200 µL 1 pudełko wielokrotnego użytku plus 5 tacek po 96 końcówek | 161.85 | 195 | epTIPS Set 2-200µl 1 reusable box incl. 5 trays of 96 tips | 0.83 | 161.85 | 8% | 174.798
127. | 0030073282 | Eppendorf | epTIPS Set 20-300 µL 1 pudełko wielokrotnego użytku plus 5 tacek po 96 końcówek | 161.85 | 195 | epTIPS Set 20-300µl 1 reusable box incl. 5 trays of 96 tips | 0.83 | 161.85 | 8% | 174.798
128. | 0030073304 | Eppendorf | epTIPS Set 50-1000 µL 1 pudełko wielokrotnego użytku plus 5 tacek po 96 końcówek | 170.98 | 206 | epTIPS Set 50-1000ul 1 reusable box incl. 5 trays of 96 tips | 0.83 | 170.98 | 8% | 184.6584
129. | 0030073320 | Eppendorf | epTIPS Set 50-1250 µL 1 pudełko wielokrotnego użytku plus 5 tacek po 96 tacek | 224.1 | 270 | epTIPS Set 50-1250µl 1 reusable box incl. 5 trays of 96 tips | 0.83 | 224.1 | 8% | 242.028
130. | 0030073347 | Eppendorf | epTIPS Set 500-2500 µL 1 pudełko wielokrotnego użytku plus 5 tacek po 48 końcówek | 156.87 | 189 | epTIPS Set 500-2500µl 1 reusable box incl. 5 trays of 48 tips | 0.83 | 156.87 | 8% | 169.4196
131. | 0030073363 | Eppendorf | epTIPS Reloads 0,1-10 µL 10 tacek po 96 końcówek, układane jedne na drugich | 223.27 | 269 | epTIPS Reloads 0.1-10µl 10 trays of 96 tips, packed in the form of a stack | 0.83 | 223.27 | 8% | 241.1316
132. | 0030073380 | Eppendorf | epTIPS Reloads 0,1-20 µL 10 tacek po 96 końcówek | 223.27 | 269 | epTIPS Reloads 0.1-20µl 10 trays of 96 tips | 0.83 | 223.27 | 8% | 241.1316
133. | 0030073401 | Eppendorf | epTIPS Reloads 0,5-20 µL L 10 tacek po 96 końcówek | 201.69 | 243 | epTIPS Reloads 0.5-20µl L 10 trays of 96 tips | 0.83 | 201.69 | 8% | 217.8252
134. | 0030073428 | Eppendorf | epTIPS Reloads 2-200 µL 10 tacek po 96 końcówek, układane jedne na drugich | 190.9 | 230 | epTIPS Reloads 2-200µl 10 trays of 96 tips, packed in form of a stack | 0.83 | 190.9 | 8% | 206.172
135. | 0030073444 | Eppendorf | epTIPS Reloads 20-300 µL 10 tacek po 96 końcówek | 190.9 | 230 | epTIPS Reloads 20-300µl 10 trays of 96 tips | 0.83 | 190.9 | 8% | 206.172
136. | 0030073460 | Eppendorf | epTIPS Reloads 50-1000 µL 10 tacek po 96 końcówek | 190.9 | 230 | epTIPS Reloads 50-1000ul 10 trays of 96 tips | 0.83 | 190.9 | 8% | 206.172
137. | 0030073487 | Eppendorf | epTIPS Reloads 50-1250 µL 10 tacek po 96 końcówek | 232.4 | 280 | epTIPS Reloads 50-1250µl 10 trays of 96 tips | 0.83 | 232.4 | 8% | 250.992
138. | 0030073509 | Eppendorf | epTIPS Reloads 500-2500 µl 10 tacek 48 końcówek | 154.38 | 186 | epTIPS Reloads 500-2500µl 10 trays of 48 tips | 0.83 | 154.38 | 8% | 166.7304
139. | 0030073606 | Eppendorf | epTIPS Reloads 50-1250 µL L, 10 tacek po 96 końcówek | 234.89 | 283 | epTIPS Reloads 50-1250µl L, 10 trays of 96 tips = 960 tips | 0.83 | 234.89 | 8% | 253.6812
140. | 0030073614 | Eppendorf | epTIPS Reloads 50-1250 µL L, PCR clean, 10 tacek po 96 końcówek | 262.28 | 316 | epTIPS Reloads 50-1250µl L, PCR clean, 10 trays of 96 tips = 960 tips | 0.83 | 262.28 | 8% | 283.2624
141. | 0030073622 | Eppendorf | epTIPS Box 50-1250 µl L, 1 pudełko wielokrotnego użytku plus 96 końcówek | 112.88 | 136 | epTIPS Box 50-1250µl L, 1 reusable box incl. 96 tips | 0.83 | 112.88 | 8% | 121.9104
142. | 0030073746 | Eppendorf | epTIPS Reloads 0,1-10 µL PCR-clean,10 tacek po 96 końcówek wkładane jedne w drugie | 235.72 | 284 | epTIPS Reloads 0.1-10ul PCR-clean, 10 trays of 96 tips packed in the form of a stack | 0.83 | 235.72 | 8% | 254.5776
143. | 0030073762 | Eppendorf | epTIPS Reloads 0,1-20 µL PCR-clean, 10 tacek po 96 końcówek | 241.53 | 291 | epTIPS Reloads 0.1-20ul PCR-clean, 10 trays of 96 tips | 0.83 | 241.53 | 8% | 260.8524
144. | 0030073789 | Eppendorf | epTIPS Reloads 0,5-20 µL L PCR-clean, 10 tacek po 96 końcówek | 224.1 | 270 | epTIPS Reloads 0.5-20ul PCR-clean, 10 trays of 96 tips | 0.83 | 224.1 | 8% | 242.028
145. | 0030073800 | Eppendorf | epTIPS Reloads 2-200 µL PCR-clean, 10 tacek po 96 końcówek, wkładane jedne w drugie | 211.65 | 255 | epTIPS Reloads 2-200ul PCR-clean 10 trays of 96 tips, packed in form of a stack | 0.83 | 211.65 | 8% | 228.582
146. | 0030073827 | Eppendorf | epTIPS Reloads 20-300 µL PCR-clean, 10 tacek po 96 końcówek | 211.65 | 255 | epTIPS Reloads 20-30ul PCR-clean 10 trays of 96 tips | 0.83 | 211.65 | 8% | 228.582
147. | 0030073843 | Eppendorf | epTIPS Reloads 50-1000 µL PCR-clean, 10 tacek po 96 końcówek | 211.65 | 255 | epTIPS Reloads 50-1000ul PCR-clean, 10 trays of 96 tips | 0.83 | 211.65 | 8% | 228.582
148. | 0030073860 | Eppendorf | epTIPS Reloads 50-1250 ul PCR-clean, 10 tacek po 96 końcówek | 258.96 | 312 | epTIPS Reloads 50-1250ul PCR-clean 10 trays of 96 tips | 0.83 | 258.96 | 8% | 279.6768
149. | 0030073886 | Eppendorf | epTIPS Reloads 500-2500 ul PCR-clean, 10 tacek po 48 końcówek | 171.81 | 207 | epTIPS Reloads 500-2500ul PCR-clean 10 trays of 48 tips | 0.83 | 171.81 | 8% | 185.5548
150. | 0030075005 | Eppendorf | epTIPS Racks 0,1-20 µL Biopur, 5 statywów po 96 końcówek | 173.47 | 209 | epTIPS Racks 0.1-20µl Biopur, 5 racks of 96 tips | 0.83 | 173.47 | 8% | 187.3476
151. | 0030075021 | Eppendorf | epTIPS Racks 2-200 µL Biopur, 5 statywów po 96 końcówek | 162.68 | 196 | epTIPS Racks 2-200µl Biopur, 5 racks of 96 tips | 0.83 | 162.68 | 8% | 175.6944
152. | 0030075048 | Eppendorf | epTIPS Racks 20-300 µL Biopur, 5 statywów po 96 końcówek | 162.68 | 196 | epTIPS Racks 20-300µl Biopur, 5 racks of 96 tips | 0.83 | 162.68 | 8% | 175.6944
153. | 0030075064 | Eppendorf | epTIPS Racks 50-1000 µL Biopur, 5 statywów po 96 końcówek | 162.68 | 196 | epTIPS Racks 50-1000ul Biopur, 5 racks of 96 tips | 0.83 | 162.68 | 8% | 175.6944
154. | 0030075080 | Eppendorf | epTIPS Racks 50-1250 µL Biopur, 5 statywów po 96 końcówek | 162.68 | 196 | epTIPS Racks 50-1250µl Biopur 5 racks of 96 tips | 0.83 | 162.68 | 8% | 175.6944
155. | 0030075102 | Eppendorf | epTIPS Racks 500-2500 µL Biopur, 5 statywów po 48 końcówek | 144.42 | 174 | epTIPS Racks 500-2500µl Biopur 5 racks of 48 tips | 0.83 | 144.42 | 8% | 155.9736
156. | 0030075129 | Eppendorf | epTIPS Racks 50-1250 µL L, Biopur (sterylne), 5 statywów po 96 końcówek = 480 końcówek | 165.17 | 199 | epTIPS Racks 50-1250µl L, Biopur (sterile), 5 racks of 96 tips = 480 tips | 0.83 | 165.17 | 8% | 178.3836
157. | 0030075145 | Eppendorf | epTIPS Racks 1-10 mL Biopur, 5 statywów po 24 końcówek | 193.39 | 233 | epTIPS Racks 1-10ml Biopur, 5 racks of 24 tips | 0.83 | 193.39 | 8% | 208.8612
158. | 0030077504 | Eppendorf | ep Dualfilter TIPS 0,1-10 µL S sterylne PCR clean, 10 statywów po 96 końcówek | 521.24 | 628 | ep Dualfilter TIPS 0,1-10µl S, sterile and PCR clean, 10 racks of 96 tips (960) | 0.83 | 521.24 | 23% | 641.1252
159. | 0030077512 | Eppendorf | ep Dualfilter TIPS 0,1-10 µL M sterylne i PCR clean, 10 statywów po 96 końcówek | 521.24 | 628 | ep Dualfilter TIPS 0,1-10µl M, sterile and PCR clean, 10 racks of 96 tips (960) | 0.83 | 521.24 | 23% | 641.1252
160. | 0030077520 | Eppendorf | ep Dualfilter TIPS 0,5-20 µL L sterylne i PCR clean, 10 statywów po 96 końcówek | 497.17 | 599 | ep Dualfilter TIPS 0,5-20µl L, sterile and PCR clean, 10 racks of 96 tips (960) | 0.83 | 497.17 | 23% | 611.5191
161. | 0030077539 | Eppendorf | ep Dualfilter TIPS 2-20 µL, sterylne i PCR clean, 10 statywów po 96 końcówek | 497.17 | 599 | ep Dualfilter TIPS 2-20µl, sterile and PCR clean, 10 racks of 96 tips (960) | 0.83 | 497.17 | 23% | 611.5191
162. | 0030077547 | Eppendorf | ep Dualfilter TIPS 2-100 µL, sterylne i PCR clean, 10 statywów po 96 końcówek | 497.17 | 599 | ep Dualfilter TIPS 2-100µl, sterile and PCR clean, 10 racks of 96 tips (960) | 0.83 | 497.17 | 23% | 611.5191
163. | 0030077555 | Eppendorf | ep Dualfilter TIPS 2-200 µL, sterylne i PCR clean, 10 statywów po 96 końcówek | 517.92 | 624 | ep Dualfilter TIPS 2-200µl, sterile and PCR clean, 10 racks of 96 tips (960) | 0.83 | 517.92 | 23% | 637.0416
164. | 0030077563 | Eppendorf | ep Dualfilter TIPS 20-300 µL, sterylne i PCR clean, 10 statywów po 96 końcówek | 497.17 | 599 | ep Dualfilter TIPS 20-300µl, sterile and PCR clean, 10 racks of 96 tips (960) | 0.83 | 497.17 | 23% | 611.5191
165. | 0030077571 | Eppendorf | ep Dualfilter TIPS 50-1000 µL, sterylne i PCR clean, 10 statywów po 96 końcówek | 538.67 | 649 | ep Dualfilter TIPS 50-1000µl, sterile and PCR clean, 10 racks of 96 tips (960) | 0.83 | 538.67 | 23% | 662.5641
166. | 0030077580 | Eppendorf | ep Dualfilter TIPS 100-5000 µL sterylne i PCR clean, 5 statywów po 24 końcówki | 270.58 | 326 | ep Dualfilter TIPS 100-5000µl, sterile and PCR clean, 5 racks of 24 tips (120) | 0.83 | 270.58 | 23% | 332.8134
167. | 0030077598 | Eppendorf | ep Dualfilter TIPS 1-10 ml, sterylne i PCR clean, 100 końcówek pakowane pojedynczo | 223.27 | 269 | ep Dualfilter TIPS 1-10ml, sterile and PCR clean, 100 tips individually wrapped | 0.83 | 223.27 | 23% | 274.6221
168. | 0030077610 | Eppendorf | epTIPS LoRetention Dualfilter, PCR clean + sterylne, 0,1-10 µL S, 10 statywów po 96 końcówek | 590.13 | 711 | epTIPS LoRetention Dualfilter, PCR clean + sterile, 0,1-10µl S, 10 racks of 96 tips = 960 tips | 0.83 | 590.13 | 23% | 725.8599
169. | 0030077628 | Eppendorf | epTIPS LoRetention Dualfilter, PCR clean + sterylne, 0,5-20 µL L, 10 statywów po 96 końcówek | 556.1 | 670 | epTIPS LoRetention Dualfilter, PCR clean + steril, 0,5-20µl L 10 racks of 96 tips = 960 tips | 0.83 | 556.1 | 23% | 684.003
170. | 0030077636 | Eppendorf | epTIPS LoRetention Dualfilter, PCR clean + sterylne, 20-300 µL, 10 statywów po 96 końcówek | 556.1 | 670 | epTIPS LoRetention Dualfilter, PCR clean + steril, 20-300µl, 10 racks of 96 tips = 960 tips | 0.83 | 556.1 | 23% | 684.003
171. | 0030077644 | Eppendorf | epTIPS LoRetention Dualfilter, PCR clean + sterylne, 2-100 µL S, 10 statywów po 96 końcówek | 556.1 | 670 | epTIPS LoRetention Dualfilter, PCR clean + sterile, 2-100µl S 10 racks of 96 tips = 960 tips | 0.83 | 556.1 | 23% | 684.003
172. | 0030077652 | Eppendorf | epTIPS LoRetention Dualfilter, PCR clean + sterylne, 50-1000 µL, 10 statywów po 96 końcówek | 600.92 | 724 | epTIPS LoRetention Dualfilter, PCR clean + steril, 50-1000µl, 10 racks of 96 tips = 960 tips | 0.83 | 600.92 | 23% | 739.1316
173. | 0030077750 | Eppendorf | ep Dualfilter TIPS 50-1250 µL L, PCR clean, sterylne i niepyrogenne, 5 statywów po 96 końcówek | 274.73 | 331 | ep Dualfilter TIPS 50-1250µl L PCR clean, sterile and pyrogen free, 5 racks of 96 tips = 480 tips | 0.83 | 274.73 | 23% | 337.9179
174. | 4421601009 | Eppendorf | Filtr membranowy 0,45 µm, sterylny, PTFE, 5 szt. (Easypet 4421) | 300.46 | 362 | #N/A | 0.83 | 300.46 | 23% | 369.5658
175. | 4430000018 | Eppendorf | Easypet 3 z zasilaczem, uchwytem ściennym, statywem i 2 filtrami membranowymi 0,45 µm (nie sterylne) | 1453.33 | 1751 | #N/A | 0.83 | 1453.33 | 23% | 1787.5959
176. | 4430605009 | Eppendorf | Akumulator litowo-polimerowy, 3,7 V do Easypet 3 | 86.32 | 104 | #N/A | 0.83 | 86.32 | 23% | 106.1736
177. | 3821000008 | Eppendorf | Uchwyt 3821 na probówki | 48.14 | 58 | #N/A | 0.83 | 48.14 | 23% | 59.2122
178. | 3860000007 | Eppendorf | Stand 3860 f/6 K-Cuvettes 4071 | 27.39 | 33 | #N/A | 0.83 | 27.39 | 23% | 33.6897
179. | 3880000011 | Eppendorf | IsoTherm-System Starter Set, na probówki 0,5 ml | 469.78 | 566 | #N/A | 0.83 | 469.78 | 23% | 577.8294
180. | 3880000020 | Eppendorf | IsoSafe i IsoPack, zestaw na probówki 0,5 ml, 0°C | 514.6 | 620 | #N/A | 0.83 | 514.6 | 23% | 632.958
181. | 3880000038 | Eppendorf | IsoRack, zestaw 4 statywów, na probówki 0,5 ml | 400.89 | 483 | #N/A | 0.83 | 400.89 | 23% | 493.0947
182. | 3880000046 | Eppendorf | IsoSafe i IsoPack, zestaw na probówki 0,5 ml, -21°C | 514.6 | 620 | #N/A | 0.83 | 514.6 | 23% | 632.958
183. | 3880000160 | Eppendorf | IsoPack i IsoRack Set, na probówki 0,5 ml, 0°C | 153.55 | 185 | #N/A | 0.83 | 153.55 | 23% | 188.8665
184. | 3880000178 | Eppendorf | IsoPack i IsoRack Set, na probówki 0,5 ml, -21°C | 153.55 | 185 | #N/A | 0.83 | 153.55 | 23% | 188.8665
185. | 3880001018 | Eppendorf | IsoTherm-System Starter Set, na probówki 1,5/2,0 ml | 469.78 | 566 | #N/A | 0.83 | 469.78 | 23% | 577.8294
186. | 3880001026 | Eppendorf | IsoSafe i IsoPack, zestaw na probówki 1,5/2,0 ml, 0°C | 514.6 | 620 | #N/A | 0.83 | 514.6 | 23% | 632.958
187. | 3880001034 | Eppendorf | IsoRack, zestaw 4 statywów, na probówki 1,5/2,0 ml | 400.89 | 483 | #N/A | 0.83 | 400.89 | 23% | 493.0947
188. | 3880001042 | Eppendorf | IsoSafe i IsoPack, zestaw na probówki 1,5/2,0 ml, -21°C | 514.6 | 620 | #N/A | 0.83 | 514.6 | 23% | 632.958
189. | 3880001166 | Eppendorf | IsoPack i IsoRack Set, na probówki 1,5/2,0 ml, 0°C | 153.55 | 185 | #N/A | 0.83 | 153.55 | 23% | 188.8665
190. | 3880001174 | Eppendorf | IsoPack i IsoRack Set, na probówki 1,5/2,0 ml, -21°C | 153.55 | 185 | #N/A | 0.83 | 153.55 | 23% | 188.8665
191. | 3881000015 | Eppendorf | PCR-Cooler 0,2 ml Starter Set (1x pink, 1x blue) | 308.76 | 372 | #N/A | 0.83 | 308.76 | 23% | 379.7748
192. | 3881000023 | Eppendorf | PCR-Cooler 0,2 ml pink | 168.49 | 203 | #N/A | 0.83 | 168.49 | 23% | 207.2427
193. | 3881000031 | Eppendorf | PCR-Cooler 0,2 ml blue | 168.49 | 203 | #N/A | 0.83 | 168.49 | 23% | 207.2427
194. | 0030106300 | Eppendorf | UVette, 80 kuwet | 181.77 | 219 | UVette, 80 cuvettes | 0.83 | 181.77 | 23% | 223.5771
195. | 0030106318 | Eppendorf | UVette routine pack, 2x100 szt. | 380.14 | 458 | UVette routine pack, 2x100 pcs | 0.83 | 380.14 | 23% | 467.5722
196. | 0030108035 | Eppendorf | DNA LoBind Tubes, 0,5 ml, PCR clean, 250 szt. | 78.02 | 94 | DNA LoBind tubes, 0,5ml, PCR clean, 250 pcs. | 0.83 | 78.02 | 23% | 95.9646
197. | 0030108051 | Eppendorf | DNA LoBind Tubes, 1,5 ml, PCR clean, 250 szt. | 43.16 | 52 | DNA LoBind tubes, 1,5ml, PCR clean, 250 pcs. | 0.83 | 43.16 | 23% | 53.0868
198. | 0030108078 | Eppendorf | DNA LoBind Tubes, 2,0 ml, PCR clean, 250 szt. | 52.124 | 62.8 | DNA LoBind tubes, 2,0ml, PCR clean, 250 pcs. | 0.83 | 52.124 | 23% | 64.1125
199. | 0030108094 | Eppendorf | Protein LoBind Tubes, 0,5 ml, PCR clean, 100 szt. | 41.417 | 49.9 | Protein LoBind tubes, 0,5ml, PCR clean, 100 pcs. | 0.83 | 41.417 | 23% | 50.9429
200. | 0030108116 | Eppendorf | Protein LoBind Tubes, 1,5 ml, PCR clean, 100 szt. | 31.789 | 38.3 | Protein LoBind tubes, 1,5ml, PCR clean, 100 pcs. | 0.83 | 31.789 | 23% | 39.1005
201. | 0030108132 | Eppendorf | Protein LoBind Tubes, 2,0 ml, PCR clean, 100 szt. | 50.381 | 60.7 | Protein LoBind tubes, 2,0ml, PCR clean, 100 pcs. | 0.83 | 50.381 | 23% | 61.9686
202. | 0030120086 | Eppendorf | Safe-Lock Tubes, 1,5 ml, bezbarwne, 1000 szt. | 141.1 | 170 | Safe-Lock micro test tubes, 1.5 ml, colourless, 1000 pcs. | 0.83 | 141.1 | 23% | 173.553
203. | 0030120094 | Eppendorf | Safe-Lock Tubes 2,0 ml, bezbarwne, 1000 szt. | 192.56 | 232 | Safe-Lock micro test tubes, 2.0 ml, colourless, 1000 pcs. | 0.83 | 192.56 | 23% | 236.8488
204. | 0030120159 | Eppendorf | Safe-Lock Tubes 1,5 ml, żółte, 1000 szt. | 197.54 | 238 | Safe-Lock micro test tubes 1.5 ml, yellow, 1000 pcs. | 0.83 | 197.54 | 23% | 242.9742
205. | 0030120167 | Eppendorf | Safe-Lock Tubes 1,5 ml, czerwone, 1000 szt. | 197.54 | 238 | Safe-Lock micro test tubes 1.5 ml, red, 1000 pcs. | 0.83 | 197.54 | 23% | 242.9742
206. | 0030120175 | Eppendorf | Safe-Lock Tubes 1,5 ml, niebieskie, 1000 szt. | 197.54 | 238 | Safe-Lock micro test tubes 1.5 ml, blue, 1000 pcs. | 0.83 | 197.54 | 23% | 242.9742
207. | 0030120183 | Eppendorf | Safe-Lock Tubes 1,5 ml, zielone, 1000 szt. | 197.54 | 238 | Safe-Lock micro test tubes, 1.5 ml, green, 1000 pcs. | 0.83 | 197.54 | 23% | 242.9742
208. | 0030120191 | Eppendorf | Safe-Lock Tubes 1,5 ml, ambra, 1000 szt. | 210.82 | 254 | Safe-Lock micro test tubes, 1.5 ml, amber, 1000 pcs. | 0.83 | 210.82 | 23% | 259.3086
209. | 0030120205 | Eppendorf | Safe-Lock Tubes 2,0 ml, żółte, 1000 szt. | 262.28 | 316 | Safe-Lock micro test tubes, 2.0 ml, yellow, 1000 pcs. | 0.83 | 262.28 | 23% | 322.6044
210. | 0030120213 | Eppendorf | Safe-Lock Tubes 2,0 ml, czerwone, 1000 szt. | 262.28 | 316 | Safe-Lock micro test tubes, 2.0 ml, red, 1000 pcs. | 0.83 | 262.28 | 23% | 322.6044
211. | 0030120221 | Eppendorf | Safe-Lock Tubes 2,0 ml, niebieskie, 1000 szt. | 262.28 | 316 | Safe-Lock micro test tubes, 2.0 ml blue, 1000 pcs. | 0.83 | 262.28 | 23% | 322.6044
212. | 0030120230 | Eppendorf | Safe-Lock Tubes 2,0 ml, zielone, 1000 szt. | 262.28 | 316 | Safe-Lock micro test tubes, 2.0 ml, green, 1000 pcs. | 0.83 | 262.28 | 23% | 322.6044
213. | 0030120248 | Eppendorf | Safe-Lock Tubes 2,0 ml, ambra, 1000 szt. | 273.07 | 329 | Safe-Lock micro test tubes, 2.0 ml, amber, 1000 pcs. | 0.83 | 273.07 | 23% | 335.8761
214. | 0030120973 | Eppendorf | Micropistill, 10 szt. | 126.16 | 152 | Micropestles, 10 pieces | 0.83 | 126.16 | 23% | 155.1768
215. | 0030121023 | Eppendorf | Safe-Lock Tubes 0,5 ml, bezbarwne, 500 szt. | 139.44 | 168 | Safe-Lock micro test tubes, 0.5 ml, colourless, 500 pcs. | 0.83 | 139.44 | 23% | 171.5112
216. | 0030121112 | Eppendorf | Safe-Lock Tubes 0,5 ml, żółte 500 szt. | 185.09 | 223 | Safe-Lock micro test-tubes 0.5 ml, yellow, 500 pcs. | 0.83 | 185.09 | 23% | 227.6607
217. | 0030121120 | Eppendorf | Safe-Lock Tubes 0,5 ml, czerwone, 500 szt. | 185.09 | 223 | Safe-Lock micro test tubes, 0.5 ml, red, 500 pcs. | 0.83 | 185.09 | 23% | 227.6607
218. | 0030121139 | Eppendorf | Safe-Lock Tubes 0,5 ml, niebieskie, 500 szt. | 185.09 | 223 | Safe-Lock micro test tubes 0.5 ml, blue, 500 pcs. | 0.83 | 185.09 | 23% | 227.6607
219. | 0030121147 | Eppendorf | Safe-Lock Tubes 0,5 ml, zielone, 500 szt. | 185.09 | 223 | Safe-Lock micro test tubes 0.5 ml, green, 500 pcs. | 0.83 | 185.09 | 23% | 227.6607
220. | 0030121155 | Eppendorf | Safe-Lock Tubes 0,5 ml, ambra, 500 szt. | 197.54 | 238 | Safe-Lock micro test tubes 0.5 ml, amber, 500 pcs. | 0.83 | 197.54 | 23% | 242.9742
221. | 0030121570 | Eppendorf | Safe-Lock Tubes 0,5 ml Biopur, 50 szt. pakowane pojedynczo | 93.79 | 113 | Safe-Lock micro test tubes, 0.5 ml, Biopur, 50 pcs. individually sealed | 0.83 | 93.79 | 23% | 115.3617
222. | 0030121589 | Eppendorf | Safe-Lock Tubes 1,5 ml Biopur, 100 szt. pakowane pojedynczo | 96.28 | 116 | Safe-Lock micro test tubes, 1.5 ml, Biopur, 100 pcs. individually sealed | 0.83 | 96.28 | 23% | 118.4244
223. | 0030121597 | Eppendorf | Safe-Lock Tubes 2,0 ml Biopur, 100 szt. pakowane pojedynczo | 126.99 | 153 | Safe-Lock micro test tubes, 2.0 ml, Biopur, 100 pcs. individually sealed | 0.83 | 126.99 | 23% | 156.1977
224. | 0030121686 | Eppendorf | Safe-Lock Tubes 2,0 ml, różnokolorowe, 1000 szt. | 203.35 | 245 | Safe-Lock micro test tubes 2.0 ml, assortment, 1000 pcs. | 0.83 | 203.35 | 23% | 250.1205
225. | 0030121694 | Eppendorf | Safe-Lock Tubes 1,5 ml, różnokolorowe, 1000 szt. | 147.74 | 178 | Safe-Lock micro test tubes, 1.5 ml, assortment, 1000 pcs. | 0.83 | 147.74 | 23% | 181.7202
226. | 0030121708 | Eppendorf | Safe Lock Tubes 0,5 ml,różnokolorowe, 500 szt. | 147.74 | 178 | Safe-Lock micro test tubes, 0.5ml, assortment, 500 pcs. | 0.83 | 147.74 | 23% | 181.7202
227. | 0030123107 | Eppendorf | Tube-Rack do probówek 0,5 ml | 87.98 | 106 | Tube-rack for 0.5 ml test tubes | 0.83 | 87.98 | 23% | 108.2154
228. | 0030123115 | Eppendorf | Tube-Rack do probówek 1,5-2,0 ml | 87.98 | 106 | Tube-Rack for 1.5-2.0 ml test tubes | 0.83 | 87.98 | 23% | 108.2154
229. | 0030123301 | Eppendorf | Safe-Lock Tubes 0,5 ml, PCR clean, bezbarwne, 500 szt. | 147.74 | 178 | Safe-Lock micro test tubes, 0.5 ml, PCR clean, colourless, 500 pcs. | 0.83 | 147.74 | 23% | 181.7202
230. | 0030123328 | Eppendorf | Safe-Lock Tubes 1,5 ml, PCR clean, bezbarwne, 1000 szt. | 147.74 | 178 | Safe-Lock micro test tubes, 1.5 ml, PCR clean, colourless, 1000 pcs. | 0.83 | 147.74 | 23% | 181.7202
231. | 0030123344 | Eppendorf | Safe-Lock Tubes 2,0 ml, PCR clean, bezbarwne, 1000 szt. | 201.69 | 243 | Safe-Lock micro test tubes, 2.0 ml, PCR clean, colourless, 1000 pcs. | 0.83 | 201.69 | 23% | 248.0787
232. | 0030124235 | Eppendorf | Płytki mikrotitracyjne na 96 probówek do PCR 0,2 mL, zestaw po 10 szt. | 172.64 | 208 | Work trays, for 0,2 ml PCR Tubes, for 96 tubes, set of 10 | 0.83 | 172.64 | 23% | 212.3472
233. | 0030124243 | Eppendorf | Ramka na płytkę mikro-titracyjną, zestaw po 5 szt. (razem z płytką mikro-titracyjną = statyw) | 148.57 | 179 | Frame, for work tray, set of 5 (together with tray = rack) | 0.83 | 148.57 | 23% | 182.7411
234. | 0030124332 | Eppendorf | Probówki do PCR 0,2 ml, bezbarwne, po 1000 szt. | 414.17 | 499 | 0,2 ml PCR tubes, colourless, per 1,000 pcs. | 0.83 | 414.17 | 23% | 509.4291
235. | 0030124359 | Eppendorf | Probówki do PCR 0,2 ml, połączone w pasek 8 szt., bezbarwne, po 120 sztuk | 514.6 | 620 | Eight-tube strip, for 0,2 ml PCR Tubes, pack of 120 (= 960 tubes) | 0.83 | 514.6 | 23% | 632.958
236. | 0030124537 | Eppendorf | Probówka do PCR 0,5 mL, bezbarwna, po 500 szt. | 143.59 | 173 | PCR tubes 0,5mL, colourless, 500 pcs. | 0.83 | 143.59 | 23% | 176.6157
237. | 0030124545 | Eppendorf | Statyw do PCR, 10 sztuk | 431.6 | 520 | PCR Rack, 10 pcs. | 0.83 | 431.6 | 23% | 530.868
238. | 0030124804 | Eppendorf | PCR Tube Strips 0,1 mL, bez wieczka, 10 x 12 pasków | 390.1 | 470 | PCR Tube Strips 0,1mL, without caps, 10 x 12 strips | 0.83 | 390.1 | 23% | 479.823
239. | 0030124812 | Eppendorf | PCR Tube Strips 0,1 mL i Cap Strips, zaokrąglone, po 120 szt. | 532.03 | 641 | PCR Tube Strips 0,1 mL and Cap Strips, domed, 120 pcs. each | 0.83 | 532.03 | 23% | 654.3969
240. | 0030124820 | Eppendorf | PCR Tube Strips 0,1 mL i Cap Strips, płaskie, po 120 szt. | 569.38 | 686 | PCR Tube Strips 0,1 mL and Cap Strips, flat, 120 pcs. each | 0.83 | 569.38 | 23% | 700.3374
241. | 0030124839 | Eppendorf | Cap Strips, zaokrąglone, 10 x 12 pasków | 170.15 | 205 | Cap Strips, domed, 10 x 12 strips | 0.83 | 170.15 | 23% | 209.2845
242. | 0030124847 | Eppendorf | Cap Strips, płaskie, 10 x 12 pasków | 214.97 | 259 | Cap Strips, flat, 10x12 strips | 0.83 | 214.97 | 23% | 264.4131
243. | 0030125150 | Eppendorf | Tubes 3810X, 1,5 ml bezbarwne, 1000 sztuk | 121.18 | 146 | Micro test tube 3810X, 1.5 ml colourless, 1000 pcs | 0.83 | 121.18 | 23% | 149.0514
244. | 0030125177 | Eppendorf | Tubes 3810X, 1,5 ml niebieskie, 1000 sztuk | 198.37 | 239 | Micro test tube 3810X, 1.5 ml, blue, 1000 pcs. | 0.83 | 198.37 | 23% | 243.9951
245. | 0030125185 | Eppendorf | Tubes 3810X, 1,5 ml, zielone,1000 sztuk | 198.37 | 239 | Micro test tube 3810X, 1.5 ml, green, 1000 pcs. | 0.83 | 198.37 | 23% | 243.9951
246. | 0030125193 | Eppendorf | Tubes 3810X, 1,5 ml, czerwone,1000 sztuk | 198.37 | 239 | Micro test tube 3810X, 1.5 ml, red, 1000 pcs. | 0.83 | 198.37 | 23% | 243.9951
247. | 0030125207 | Eppendorf | Tubes 3810X, 1,5 ml, żółte,1000 sztuk | 198.37 | 239 | Micro test tube 3810X, 1.5 ml, yellow, 1000 pcs. | 0.83 | 198.37 | 23% | 243.9951
248. | 0030125215 | Eppendorf | Tubes 3810X, PCR clean,bezbarwne | 126.99 | 153 | Micro test tubes 3810X, PCR clean, colourless | 0.83 | 126.99 | 23% | 156.1977
249. | 0030127811 | Eppendorf | PCR Film (samoprzylepny), 100 szt. | 441.56 | 532 | PCR Film (self-adhesive), 100 pcs. | 0.83 | 441.56 | 23% | 543.1188
250. | 0030127820 | Eppendorf | PCR Foil (samoprzylepna), 100 szt. | 441.56 | 532 | #N/A | 0.83 | 441.56 | 23% | 543.1188
251. | 0030127838 | Eppendorf | Heat Sealing Film, 100 szt. | 535.35 | 645 | Heat Sealing film, 100 pcs. | 0.83 | 535.35 | 23% | 658.4805
252. | 0030127854 | Eppendorf | Heat Sealing Foil, 100 szt. | 372.67 | 449 | Heat Sealing foil, 100 pcs. | 0.83 | 372.67 | 23% | 458.3841
253. | 0030127870 | Eppendorf | Storage Film (samoprzylepny), 100 szt. | 396.74 | 478 | Storage Film (self-adhesive), 100 pcs. | 0.83 | 396.74 | 23% | 487.9902
254. | 0030127889 | Eppendorf | Storage Foil (samoprzylepna), 100 szt. | 359.39 | 433 | Storage Foil (self-adhesive), 100 pcs. | 0.83 | 359.39 | 23% | 442.0497
255. | 0030128451 | Eppendorf | twin.tec PCR Plate 96, z pełnymi bocznymi ramkami (ang. skirted) (dołki bezbarwne) bezbarwne, 266 szt. | 3980.68 | 4796 | #N/A | 0.83 | 3980.68 | 23% | 4896.2364
256. | 0030128508 | Eppendorf | twin.tec PCR plate 384 (dołki bezbarwne) bezbarwne, 25 szt. | 642.42 | 774 | twin.tec PCR Plate 384, (Wells colorless) Colorless, 25 pcs. | 0.83 | 642.42 | 23% | 790.1766
257. | 0030128516 | Eppendorf | twin.tec PCR Plate 384 (dołki bezbarwne) żółte, 25 szt. | 642.42 | 774 | twin.tec PCR Plate 384 (Wells colorless) Yellow, 25 pcs. | 0.83 | 642.42 | 23% | 790.1766
258. | 0030128524 | Eppendorf | twin.tec PCR Plate 384 (dołki bezbarwne) zielone, 25 szt. | 642.42 | 774 | twin.tec. PCR Plate 384 (Wells colorless) Green, 25 pcs. | 0.83 | 642.42 | 23% | 790.1766
259. | 0030128532 | Eppendorf | twin.tec PCR Plate 384 (dołki bezbarwne) niebieskie, 25 szt. | 642.42 | 774 | twin.tec PCR Plate 384 (Wells colorless) Blue, 25 pcs. | 0.83 | 642.42 | 23% | 790.1766
260. | 0030128540 | Eppendorf | twin.tec PCR Plate 384 (dołki bezbarwne) czerwone, 25 szt. | 642.42 | 774 | twin.tec PCR Plate 384 (Wells colorless) Red, 25 pcs. | 0.83 | 642.42 | 23% | 790.1766
261. | 0030128575 | Eppendorf | twin.tec PCR Plate 96 z półpełnymi bocznymi ramkami (ang. semi-skirted) (dołki bezbarwne) bezbarwne, 25 szt. | 414.17 | 499 | twin.tec PCR Plate 96, semi- skirted (Wells colorless) Colorless, 25 pcs. | 0.83 | 414.17 | 23% | 509.4291
262. | 0030128583 | Eppendorf | twin.tec PCR Plate 96, z półpełnymi bocznymi ramkami (ang. semi-skirted) (dołki bezbarwne) żółte, 25 szt. | 414.17 | 499 | twin.tec PCR Plate 96, semi- skirted (Wells colorless) Yellow, 25 pcs. | 0.83 | 414.17 | 23% | 509.4291
263. | 0030128591 | Eppendorf | twin.tec PCR Plate 96, z półpełnymi bocznymi ramkami (ang. semi-skirted) (dołki bezbarwne) zielone, 25 szt. | 414.17 | 499 | twin.tec PCR Plate 96, semi- skirted (Wells colorless) Green, 25 pcs. | 0.83 | 414.17 | 23% | 509.4291
264. | 0030128605 | Eppendorf | twin.tec PCR Plate 96, z półpełnymi bocznymi ramkami (ang. semi-skirted) (dołki bezbarwne) niebieskie, 25 szt. | 414.17 | 499 | twin.tec PCR Plate 96, semi- skirted (Wells colorless) Blue, 25 pcs. | 0.83 | 414.17 | 23% | 509.4291
265. | 0030128613 | Eppendorf | twin.tec PCR Plate 96, z półpełnymi bocznymi ramkami (ang. semi-skirted) (dołki bezbarwne) czerwone, 25 szt. | 414.17 | 499 | twin.tec PCR Plate 96, semi- skirted (Wells colorless) Red, 25 pcs. | 0.83 | 414.17 | 23% | 509.4291
266. | 0030128648 | Eppendorf | twin.tec PCR Plate 96, z pełnymi bocznymi ramkami (ang. skirted) (dołki bezbarwne) bezbarwne, 25 szt. | 414.17 | 499 | twin.tec PCR Plate 96, skirted (Wells colorless) Colorless, 25 pcs. | 0.83 | 414.17 | 23% | 509.4291
267. | 0030128656 | Eppendorf | twin.tec PCR Plate 96, z pełnymi bocznymi ramkami (ang. skirted) (dołki bezbarwne) żółte, 25 szt. | 414.17 | 499 | twin.tec PCR Plate 96, skirted (Wells colorless) Yellow, 25 pcs. | 0.83 | 414.17 | 23% | 509.4291
268. | 0030128664 | Eppendorf | twin.tec PCR Plate 96, z pełnymi bocznymi ramkami (ang. skirted) (dołki bezbarwne) zielone, 25 szt. | 414.17 | 499 | twin.tec PCR Plate 96, skirted (Wells colorless) Green, 25 pcs. | 0.83 | 414.17 | 23% | 509.4291
269. | 0030128672 | Eppendorf | twin.tec PCR Plate 96, z pełnymi bocznymi ramkami (ang. skirted) (dołki bezbarwne) niebieskie, 25 szt. | 414.17 | 499 | twin.tec PCR Plate 96, skirted (Wells colorless) Blue, 25 pcs. | 0.83 | 414.17 | 23% | 509.4291
270. | 0030128680 | Eppendorf | twin.tec PCR Plate 96, z pełnymi bocznymi ramkami (ang. skirted) (dołki bezbarwne) czerwone, 25 szt. | 414.17 | 499 | twin.tec PCR Plate 96, skirted (Wells colorless) Red, 25 pcs. | 0.83 | 414.17 | 23% | 509.4291
271. | 0030128729 | Eppendorf | twin.tec PCR plate 96, kod kreskowy bok A, z półpełnymi bocznymi ramkami (ang. semi-skirted) (dołki bezbarwne), | 441.56 | 532 | twin.tec PCR plate 96, barcode side surface A, semi-skirted (wells colorless),white,25pcs. | 0.83 | 441.56 | 23% | 543.1188
272. | 0030128745 | Eppendorf | twin.tec PCR Plate 96, z pełnymi bocznymi ramkami (ang.skirted) rainbow, 25 szt. | 414.17 | 499 | #N/A | 0.83 | 414.17 | 23% | 509.4291
273. | 0030128761 | Eppendorf | twin.tec PCR Plate 384 (dołki bezbarwne), białe,25 szt. | 642.42 | 774 | twin.tec PCR Plate 384 (Wells colorless) white, 25 pcs. | 0.83 | 642.42 | 23% | 790.1766
274. | 0030128770 | Eppendorf | twin.tec PCR Plate 96, skirted (dołki bezbarwne) bezbarwne, 300 szt. | 4443.82 | 5354 | twin.tec PCR Plate 96, skirted (Wells colorless) clear, 300 pcs. | 0.83 | 4443.82 | 23% | 5465.8986
275. | 0030128788 | Eppendorf | twin.tec PCR Plate 96, z pełnymi bocznymi ramkami (ang.skirted) (dołki bezbarwne)żółte, 300 szt. | 4443.82 | 5354 | twin.tec PCR Plate 96, skirted (Wells colorless) yellow, 300 pcs. | 0.83 | 4443.82 | 23% | 5465.8986
276. | 0030128796 | Eppendorf | twin.tec PCR Plate 96, z pełnymi bocznymi ramkami (ang.skirted) (dołki bezbarwne) zielone, 300 szt. | 4443.82 | 5354 | twin.tec PCR Plate 96, skirted (Wells colorless) green, 300 pcs. | 0.83 | 4443.82 | 23% | 5465.8986
277. | 0030128800 | Eppendorf | twin.tec PCR Plate 96, z pełnymi bocznymi ramkami (ang.skirted) (dołki czarne) żółte,25 szt. | 414.17 | 499 | twin.tec PCR Plate 96, skirted (Wells black) Yellow, 25 pcs. | 0.83 | 414.17 | 23% | 509.4291
278. | 0030128818 | Eppendorf | twin.tec PCR Plate 384 (dołki czarne), żółte, 25 szt. | 655.7 | 790 | twin.tec PCR Plate 384 (Wells black), Yellow, 25 pcs. | 0.83 | 655.7 | 23% | 806.511
279. | 0030128842 | Eppendorf | twin.tec PCR Plate 96, z pełnymi bocznymi ramkami (ang.skirted) (dołki bezbarwne) niebieskie, 300 szt. | 4176.12 | 5354 | twin.tec PCR Plate 96, skirted (Wells colorless) blue, 300 pcs. | 0.78 | 4176.12 | 23% | 5136.6276
280. | 0030128850 | Eppendorf | twin.tec PCR Plate 96, z pełnymi bocznymi ramkami (ang.skirted) (dołki bezbarwne) czerwone, 300 szt. | 4176.12 | 5354 | twin.tec PCR Plate 96, skirted (Wells colorless) red, 300 pcs. | 0.78 | 4176.12 | 23% | 5136.6276
281. | 0030128869 | Eppendorf | twin.tec PCR Plate 96, z półpełnymi bocznymi ramkami (ang. semi-skirted) (dołki bezbarwne) bezbarwne, 300 szt. | 4176.12 | 5354 | twin.tec PCR Plate 96, semi- skirted, (Wells colorless) clear, 300 pcs. | 0.78 | 4176.12 | 23% | 5136.6276
282. | 0030128885 | Eppendorf | twin.tec PCR Plate 384, (dołki bezbarwne) pomarańczowe,300 szt. | 6372.6 | 8170 | twin.tec PCR Plate 384 (Wells colorless) orange, 300 pcs. | 0.78 | 6372.6 | 23% | 7838.298
283. | 0030128893 | Eppendorf | twin.tec PCR Plate 384, (dołki bezbarwne) czarne, 300 szt. | 6372.6 | 8170 | twin.tec PCR Plate 384, (Wells colorless) Black, 300 pcs. | 0.78 | 6372.6 | 23% | 7838.298
284. | 0030128931 | Eppendorf | twin.tec PCR Plate 384, (dołki bezbarwne) bezbarwne, 300 szt. | 6187.74 | 7933 | twin.tec PCR Plate 384 (Wells colorless) colorless, 300 pcs. | 0.78 | 6187.74 | 23% | 7610.9202
285. | 0030128940 | Eppendorf | twin.tec PCR Plate 384, (dołki bezbarwne) żółte, 300 szt. | 6187.74 | 7933 | twin.tec PCR Plate 384 (Wells colorless) yellow, 300 pcs. | 0.78 | 6187.74 | 23% | 7610.9202
286. | 0030128958 | Eppendorf | twin.tec PCR Plate 384, (dołki bezbarwne) zielone, 300 szt. | 6187.74 | 7933 | twin.tec PCR Plate 384 (Wells colorless) green, 300 pcs. | 0.78 | 6187.74 | 23% | 7610.9202
287. | 0030128966 | Eppendorf | twin.tec PCR Plate 384, (dołki bezbarwne) niebieskie, 300 szt. | 6187.74 | 7933 | twin.tec PCR Plate 384 (Wells colorless) blue, 300 pcs. | 0.78 | 6187.74 | 23% | 7610.9202
288. | 0030128974 | Eppendorf | twin.tec PCR Plate 384, (dołki bezbarwne) czerwone, 300 szt. | 6187.74 | 7933 | twin.tec PCR Plate 384 (Wells colorless) red, 300 pcs. | 0.78 | 6187.74 | 23% | 7610.9202
289. | 0030128990 | Eppendorf | twin.tec PCR Plate 96, z pełnymi bocznymi ramkami (ang. skirted) (dołki bezbarwne), specjalne wykonanie żółte, | 6271.98 | 8041 | twin.tec PCR Plate 96, skirted (colorless wells), custom-made yellow, 300 pcs. | 0.78 | 6271.98 | 23% | 7714.5354
290. | 0030129300 | Eppendorf | twin.tec microbiology PCR Plate 96, z pełnymi bocznymi ramkami (ang. skirted), bezbarwne, 10 szt. | 238.21 | 287 | twin.tec microbiology PCR Plate 96, skirted, clear, 10 pcs. | 0.83 | 238.21 | 23% | 292.9983
291. | 0030129318 | Eppendorf | twin.tec microbiology PCR Plate 96, z pełnymi bocznymi ramkami (ang. skirted), niebieskie, 10 szt. | 238.21 | 287 | twin.tec microbiology PCR Plate 96, skirted, blue, 10 pcs. | 0.83 | 238.21 | 23% | 292.9983
292. | 0030129326 | Eppendorf | twin.tec microbiology PCR Plate 96, z półpełnymi bocznymi ramkami (ang. semi-skirted), bezbarwne, 10 szt. | 238.21 | 287 | twin.tec microbiology PCR Plate 96, semi-skirted, clear, 10 pcs. | 0.83 | 238.21 | 23% | 292.9983
293. | 0030129334 | Eppendorf | twin.tec microbiology PCR Plate 96, z półpełnymi bocznymi ramkami (ang. semi-skirted), niebieskie, 10 szt. | 238.21 | 287 | twin.tec microbiology PCR Plate 96, semi-skirted, blue, 10 pcs. | 0.83 | 238.21 | 23% | 292.9983
294. | 0030129342 | Eppendorf | twin.tec microbiology PCR Plate 384, bezbarwne, 10 szt. | 348.6 | 420 | twin.tec microbiology PCR Plate 384, clear, 10 pcs. | 0.83 | 348.6 | 23% | 428.778
295. | 0030129350 | Eppendorf | twin.tec microbiology PCR Plate 384, niebieskie, 10 szt. | 348.6 | 420 | twin.tec microbiology PCR Plate 384, blau, 10 pcs. | 0.83 | 348.6 | 23% | 428.778
296. | 0030131517 | Eppendorf | Eppendorf Plate Lid, PCR Clean 80 wieczek (5 x 16) | 348.6 | 420 | Eppendorf Plate Lid, PCR Clean 80 lids (5 x 16) | 0.83 | 348.6 | 23% | 428.778
297. | 0030131525 | Eppendorf | Eppendorf Plate Lid, sterylne, 80 wieczek (5 x 16) | 438.24 | 528 | Eppendorf Plate Lid, Sterile, 80 lids (5 x 16) | 0.83 | 438.24 | 23% | 539.0352
298. | 0030132505 | Eppendorf | twin.tec real-time PCR Plate 96, z pełnymi bocznymi ramkami (ang. skirted) (dołki białe) niebieskie, 25 szt. | 497.17 | 599 | twin.tec real-time PCR Plate 96, skirted (Wells white) Blue, 25 pcs. | 0.83 | 497.17 | 23% | 611.5191
299. | 0030132513 | Eppendorf | twin.tec real-time PCR Plate 96, z pełnymi bocznymi ramkami (ang. skirted) (dołki białe) białe, 25 szt. | 497.17 | 599 | twin.tec real-time PCR Plate 96, skirted (Wells white) White, 25 pcs. | 0.83 | 497.17 | 23% | 611.5191
300. | 0030132521 | Eppendorf | twin.tec real-time PCR Plate 96, z pełnymi bocznymi ramkami (ang. skirted) (dołki białe) czarne, 25 szt. | 497.17 | 599 | twin.tec real-time PCR Plate 96, skirted (Wells white) Black, 25 pcs. | 0.83 | 497.17 | 23% | 611.5191
301. | 0030132530 | Eppendorf | twin.tec real-time PCR Plate 96, z półpełnymi bocznymi ramkami (ang. semi-skirted) (dołki białe) niebieskie, | 497.17 | 599 | twin.tec real-time PCR Plate 96, semi-skirted (Wells white) Blue, 25 pcs. | 0.83 | 497.17 | 23% | 611.5191
302. | 0030132548 | Eppendorf | twin.tec real-time PCR Plate 96, z półpełnymi bocznymi ramkami (ang. semi-skirted) (dołki białe) białe, 25 szt. | 497.17 | 599 | twin.tec real-time PCR Plate 96, semi-skirted (Wells white) White, 25 pcs. | 0.83 | 497.17 | 23% | 611.5191
303. | 0030132556 | Eppendorf | twin.tec real-time PCR Plate 96, z półpełnymi bocznymi ramkami (ang. semi-skirted) (dołki białe) czarne, 25 szt. | 497.17 | 599 | twin.tec real-time PCR Plate 96, semi-skirted (Wells white) Black, 25 pcs. | 0.83 | 497.17 | 23% | 611.5191
304. | 0030132700 | Eppendorf | twin.tec real-time PCR Plate 96, bez ramek (ang. unskirted) low profile, białe, 20 szt. | 316.23 | 381 | twin.tec real-time PCR Plate 96, unskirted, low profile, white, 20 pcs. | 0.83 | 316.23 | 23% | 388.9629
305. | 0030132718 | Eppendorf | twin.tec real-time PCR Plate 96, bez ramek (ang. unskirted) low profile, niebieskie, 20 szt. | 316.23 | 381 | twin.tec real-time PCR Plate 96, unskirted, low profile, blue, 20 pcs. | 0.83 | 316.23 | 23% | 388.9629
306. | 0030132726 | Eppendorf | twin.tec real-time PCR Plate 96, bez ramek (ang. unskirted) low profile, czarne, 20 szt. | 316.23 | 381 | twin.tec real-time PCR Plate 96, unskirted, low profile, black, 20 pcs. | 0.83 | 316.23 | 23% | 388.9629
307. | 0030132734 | Eppendorf | twin.tec real-time PCR Plate 384, białe, 25 szt. | 693.88 | 836 | twin.tec real-time PCR Plate 384, White, 25 pcs. | 0.83 | 693.88 | 23% | 853.4724
308. | 0030132742 | Eppendorf | twin.tec real-time PCR Plate 384, niebieskie, 25 szt. | 693.88 | 836 | twin.tec real-time PCR Plate 384, Blue, 25 pcs. | 0.83 | 693.88 | 23% | 853.4724
309. | 0030132750 | Eppendorf | twin.tec real-time PCR Plate 384, czarne, 25 szt. | 693.88 | 836 | twin.tec real-time PCR Plate 384, Black, 25 pcs. | 0.83 | 693.88 | 23% | 853.4724
310. | 0030132874 | Eppendorf | Masterclear Cap Strips, 10x12 = 120 szt. | 288.84 | 348 | Masterclear Cap Strips, 10x 12 = 120 pcs. | 0.83 | 288.84 | 23% | 355.2732
311. | 0030132882 | Eppendorf | real-time PCR Tube Strips, 10x 12 = 120 szt. | 476.42 | 574 | real-time PCR Tube Strips, 10x 12 = 120 pcs. | 0.83 | 476.42 | 23% | 585.9966
312. | 0030132890 | Eppendorf | Masterclear Cap Strips i real-time PCR Tube Strips, po 10x 12 = 120 szt. | 752.81 | 907 | Masterclear Cap Strips and real-time PCR Tube Strips, 10x 12 = 120 pcs. each | 0.83 | 752.81 | 23% | 925.9563
313. | 0030132904 | Eppendorf | Masterclear adhesive real-time PCR-film, 100 szt. | 804.27 | 969 | #N/A | 0.83 | 804.27 | 23% | 989.2521
314. | 0030133307 | Eppendorf | twin.tec PCR Plate 96, bez ramek (ang. unskirted), low profile, bezbarwne, 20 szt. | 263.94 | 318 | twin.tec PCR Plate 96, un- skirted, low profile, clear, 20 pcs. | 0.83 | 263.94 | 23% | 324.6462
315. | 0030133315 | Eppendorf | twin.tec PCR Plate 96, un-bez ramek (ang. unskirted), low profile, żółte, 20 szt. | 263.94 | 318 | twin.tec PCR Plate 96, un- skirted, low profile, yellow, 20 pcs. | 0.83 | 263.94 | 23% | 324.6462
316. | 0030133323 | Eppendorf | twin.tec PCR Plate 96, bez ramek (ang. unskirted), low profile, zielone, 20 szt. | 263.94 | 318 | twin.tec PCR Plate 96, un- skirted, low profile, green, 20 pcs. | 0.83 | 263.94 | 23% | 324.6462
317. | 0030133331 | Eppendorf | twin.tec PCR Plate 96, bez ramek (ang. unskirted), low profile, niebieskie, 20 szt. | 263.94 | 318 | twin.tec PCR Plate 96, un- skirted, low profile, blue, 20 pcs. | 0.83 | 263.94 | 23% | 324.6462
318. | 0030133340 | Eppendorf | twin.tec PCR Plate 96, bez ramek (ang. unskirted), low profile, czerwone, 20 szt. | 263.94 | 318 | twin.tec PCR Plate 96, un- skirted, low profile, red, 20 pcs. | 0.83 | 263.94 | 23% | 324.6462
319. | 0030133358 | Eppendorf | twin.tec PCR Plate 96, bez ramek (ang. unskirted), low profile, bezbarwne, dzielone,20 szt. | 479.74 | 578 | twin.tec PCR Plate 96, un- skirted, low profile, clear, divisible, 20 pcs. | 0.83 | 479.74 | 23% | 590.0802
320. | 0030133366 | Eppendorf | twin.tec PCR Plate 96, bez ramek (ang. unskirted), bezbarwne (250 µL), 20 szt. | 263.94 | 318 | twin.tec PCR Plate 96, un- skirted, clear (250µL), 20 pcs | 0.83 | 263.94 | 23% | 324.6462
321. | 0030133374 | Eppendorf | twin.tec PCR Plate 96, bez ramek (ang. unskirted), bezbarwne (250 µL), dzielone,20 szt. | 479.74 | 578 | twin.tec PCR Plate 96, un- skirted, clear (250µL), di- visible, 20 pcs | 0.83 | 479.74 | 23% | 590.0802
322. | 0030133382 | Eppendorf | twin.tec PCR Plate 96, bez ramek (ang. unskirted), low profile, niebieskie, dzielone,20 szt. | 479.74 | 578 | twin.tec PCR Plate 96, un- skirted, low profile, blue, divisible, 20 pcs. | 0.83 | 479.74 | 23% | 590.0802
323. | 0030133390 | Eppendorf | twin.tec PCR Plate 96, bez ramek (ang. unskirted), niebieskie (250 µL), 20 szt. | 263.94 | 318 | twin.tec PCR Plate 96, un- skirted, blue (250µL), 20 pcs. | 0.83 | 263.94 | 23% | 324.6462
324. | 0030133404 | Eppendorf | twin.tec PCR Plate 96, bez ramek (ang. unskirted), niebieskie (250 µL), dzielone, 20 szt | 479.74 | 578 | twin.tec PCR Plate 96, un- skirted, blue (250µL), di- visible, 20 pcs | 0.83 | 479.74 | 23% | 590.0802
325. | 0030133412 | Eppendorf | twin.tec Adapter do PCR Plate bez ramek (ang. unskirted) do LC 480 | 590.13 | 711 | twin.tec Adapter for PCR Plate unskirted, for LC 481 | 0.83 | 590.13 | 23% | 725.8599
326. | 0030501101 | Eppendorf | Deepwell plate 96/500 µL, opakowanie zwykłe, standard, białe, 40 płytek (5 opakowań po 8) | 934.44 | 1198 | Deepwell plate 96/500µl, Regular package, Standard, White, 40 plates (5 bags of 8) | 0.78 | 934.44 | 23% | 1149.3612
327. | 0030501110 | Eppendorf | Deepwell plate 96/500 µL, opakowanie zwykłe, standard, żółte, 40 płytek (5 opakowań po 8) | 934.44 | 1198 | Deepwell plate 96/500µl, Regular package, Standard, Yellow, 40 plates (5 bags of 8) | 0.78 | 934.44 | 23% | 1149.3612
328. | 0030501136 | Eppendorf | Deepwell plate 96/500 µL, opakowanie zwykłe, standard, zielone, 40 płytek (5 opakowań po 8) | 934.44 | 1198 | Deepwell plate 96/500µl, Regular package, Standard, Green, 40 plates (5 bags of 8) | 0.78 | 934.44 | 23% | 1149.3612
329. | 0030501144 | Eppendorf | Deepwell plate 96/500 µL, opakowanie zwykłe, standard, niebieskie, 40 płytek (5 opakowanie po 8) | 934.44 | 1198 | Deepwell plate 96/500µl, Regular package, Standard, Blue, 40 plates (5 bags of 8) | 0.78 | 934.44 | 23% | 1149.3612
330. | 0030501209 | Eppendorf | Deepwell plate 96/1000 µL, opakowanie zwykłe, standard, białe, 20 płytek (5 opakowań po 4) | 428.22 | 549 | Deepwell plate 96/1000µl, Regular package, Standard, White, 20 plates (5 bags of 4) | 0.78 | 428.22 | 23% | 526.7106
331. | 0030501217 | Eppendorf | Deepwell plate 96/1000 µL, opakowanie zwykłe, standard, żółte, 20 płytek (5 opakowań po 4) | 428.22 | 549 | Deepwell plate 96/1000µl, Regular package, Standard, Yellow, 20 plates (5 bags of 4) | 0.78 | 428.22 | 23% | 526.7106
332. | 0030501233 | Eppendorf | Deepwell plate 96/1000 µL, opakowanie zwykłe, standard, zielone, 20 płytek (5 opakowań po 4) | 428.22 | 549 | Deepwell plate 96/1000µl, Regular package, Standard, Green, 20 plates (5 bags of 4) | 0.78 | 428.22 | 23% | 526.7106
333. | 0030501241 | Eppendorf | Deepwell plate 96/1000 µL, opakowanie zwykłe, standard, niebieskie, 20 płytek (5 opakowanie po 4) | 428.22 | 549 | Deepwell plate 96/1000µl, Regular package, Standard, Blue, 20 plates (5 bags of 4) | 0.78 | 428.22 | 23% | 526.7106
334. | 0030501306 | Eppendorf | Deepwell plate 96/2000 µL, opakowanie zwykłe, standard, białe, 20 płytek (5 opakowań po 4) | 503.1 | 645 | Deepwell plate 96/2000µl, Regular package, Standard, White, 20 plates (5 bags of 4) | 0.78 | 503.1 | 23% | 618.813
335. | 0030501314 | Eppendorf | Deepwell plate 96/2000 µL, opakowanie zwykłe, standard, żółte, 20 płytek (5 opakowań po 4) | 503.1 | 645 | Deepwell plate 96/2000µl, Regular package, Standard, Yellow, 20 plates (5 bags of 4) | 0.78 | 503.1 | 23% | 618.813
336. | 0030501330 | Eppendorf | Deepwell plate 96/2000 µL, opakowanie zwykłe, standard, zielone, 20 płytek (5 opakowań po 4) | 503.1 | 645 | Deepwell plate 96/2000µl, Regular package, Standard, Green, 20 plates (5 bags of 4) | 0.78 | 503.1 | 23% | 618.813
337. | 0030501349 | Eppendorf | Deepwell plate 96/2000 µL, opakowanie zwykłe, standard, niebieskie, 20 płytek (5 opakowanie po 4) | 503.1 | 645 | Deepwell plate 96/2000µl, Regular package, Standard, Blue, 20 plates (5 bags of 4) | 0.78 | 503.1 | 23% | 618.813
338. | 0030502108 | Eppendorf | Deepwell plate 96/500 µL, opakowanie zwykłe, sterylne, białe, 40 płytek (5 opakowań po 8) | 1080.3 | 1385 | Deepwell plate 96/500µl, Regular package, Sterile, White, 40 plates (5 bags of 8) | 0.78 | 1080.3 | 23% | 1328.769
339. | 0030502116 | Eppendorf | Deepwell plate 96/500 µL, opakowanie zwykłe, sterylne, żółte, 40 płytek (5 opakowań po 8) | 1080.3 | 1385 | Deepwell plate 96/500µl, Regular package, Sterile, Yellow, 40 plates (5 bags of 8) | 0.78 | 1080.3 | 23% | 1328.769
340. | 0030502132 | Eppendorf | Deepwell plate 96/500 µL, opakowanie zwykłe, sterylne, zielone, 40 płytek (5 opakowań po 8) | 1080.3 | 1385 | Deepwell plate 96/500µl, Regular package, Sterile, Green, 40 plates (5 bags of 8) | 0.78 | 1080.3 | 23% | 1328.769
341. | 0030502140 | Eppendorf | Deepwell plate 96/500 µL, opakowanie zwykłe, sterylne, niebieskie, 40 płytek (5 opakowań po 8) | 1080.3 | 1385 | Deepwell plate 96/500µl, Regular package, Sterile, Blue, 40 plates (5 bags of 8) | 0.78 | 1080.3 | 23% | 1328.769
342. | 0030502205 | Eppendorf | Deepwell plate 96/1000 µL, opakowanie zwykłe, standard, białe, 20 płytek (5 opakowań po 4) | 492.96 | 632 | Deepwell plate 96/1000µl, Regular package, Sterile, White, 20 plates (5 bags of 4) | 0.78 | 492.96 | 23% | 606.3408
343. | 0030502213 | Eppendorf | Deepwell plate 96/1000 µL, opakowanie zwykłe, standard, żółte, 20 płytek (5 opakowań po 4) | 492.96 | 632 | Deepwell plate 96/1000µl, Regular package, Sterile, Yellow, 20 plates (5 bags of 4) | 0.78 | 492.96 | 23% | 606.3408
344. | 0030502230 | Eppendorf | Deepwell plate 96/1000 µL, opakowanie zwykłe, standard, zielone, 20 płytek (5 opakowań po 4) | 492.96 | 632 | Deepwell plate 96/1000µl, Regular package, Sterile, Green, 20 plates (5 bags of 4) | 0.78 | 492.96 | 23% | 606.3408
345. | 0030502248 | Eppendorf | Deepwell plate 96/1000 µL, opakowanie zwykłe, standard, niebieskie, 20 płytek (5 opakowanie po 4) | 492.96 | 632 | Deepwell plate 96/1000µl, Regular package, Sterile, Bue, 20 plates (5 bags of 4) | 0.78 | 492.96 | 23% | 606.3408
346. | 0030502302 | Eppendorf | Deepwell plate 96/2000 µL, opakowanie zwykłe, standard, białe, 20 płytek (5 opakowań po 4) | 584.22 | 749 | Deepwell plate 96/2000µl, Regular package, Sterile, White, 20 plates (5 bags of 4) | 0.78 | 584.22 | 23% | 718.5906
347. | 0030502310 | Eppendorf | Deepwell plate 96/2000 µL, opakowanie zwykłe, standard, żółte, 20 płytek (5 opakowań po 4) | 584.22 | 749 | Deepwell plate 96/2000µl, Regular package, Sterile, Yellow, 20 plates (5 bags of 4) | 0.78 | 584.22 | 23% | 718.5906
348. | 0030502337 | Eppendorf | Deepwell plate 96/2000 µL, opakowanie zwykłe, standard, zielone, 20 płytek (5 opakowań po 4) | 584.22 | 749 | Deepwell plate 96/2000µl, Regular package, Sterile, Green, 20 plates (5 bags of 4) | 0.78 | 584.22 | 23% | 718.5906
349. | 0030502345 | Eppendorf | Deepwell plate 96/2000 µL, opakowanie zwykłe, standard, niebieskie, 20 płytek (5 opakowanie po 4) | 584.22 | 749 | Deepwell plate 96/2000µl, Regular package, Sterile, Blue, 20 plates (5 bags of 4) | 0.78 | 584.22 | 23% | 718.5906
350. | 0030503104 | Eppendorf | Deepwell plate 96/500 µL, opakowanie zwykłe, DNA LoBind, białe, 40 płytek (5 opakowań po 8) | 1031.94 | 1323 | Deepwell plate 96/500µl, Regular package, DNA LoBind White, 40 plates (5 bags of 8) | 0.78 | 1031.94 | 23% | 1269.2862
351. | 0030503147 | Eppendorf | Deepwell plate 96/500 µL, opakowanie zwykłe, DNA LoBind, niebieskie, 40 płytek (5 opakowań po 8) | 1031.94 | 1323 | Deepwell plate 96/500µl, Regular package, DNA LoBind Blue, 40 plates (5 bags of 8) | 0.78 | 1031.94 | 23% | 1269.2862
352. | 0030503201 | Eppendorf | Deepwell plate 96/1000 µL, opakowanie zwykłe, DNA LoBind, białe, 20 płytek (5 opakowań po 4) | 473.46 | 607 | Deepwell plate 96/1000µl, Regular package, DNA LoBind, White, 20 plates (5 bags of 4) | 0.78 | 473.46 | 23% | 582.3558
353. | 0030503244 | Eppendorf | Deepwell plate 96/1000 µL, opakowanie zwykłe, DNA LoBind, niebieskie, 20 płytek (5 opakowań po 4) | 473.46 | 607 | Deepwell plate 96/1000µl, Regular package, DNA LoBind, Blue, 20 plates (5 bags of 4) | 0.78 | 473.46 | 23% | 582.3558
354. | 0030504100 | Eppendorf | Deepwell plate 96/500 µL, opakowanie zwykłe, Protein LoBind, białe, 40 płytek (5 opakowań po 8) | 1875.12 | 2404 | Deepwell plate 96/500µl, Regular package,Protein LoBind White, 40 plates (5 bags of 8) | 0.78 | 1875.12 | 23% | 2306.3976
355. | 0030504119 | Eppendorf | Deepwell plate 96/500 µL, opakowanie zwykłe, Protein LoBind, żółte, 40 płytek (5 opakowań po 8) | 1875.12 | 2404 | Deepwell plate 96/500µl, Regular package,Protein LoBind Yellow, 40 plates(5 bags of 8) | 0.78 | 1875.12 | 23% | 2306.3976
356. | 0030504208 | Eppendorf | Deepwell plate 96/1000 µL, opakowanie zwykłe, Protein LoBind, białe, 20 płytek (5 opakowań po 4) | 859.56 | 1102 | Deepwell plate 96/1000µl, Regular package,Protein LoBind White, 20 plates (5 bags of 4) | 0.78 | 859.56 | 23% | 1057.2588
357. | 0030504216 | Eppendorf | Deepwell plate 96/1000 µL, opakowanie zwykłe, Protein LoBind, żółte, 20 płytek (5 opakowań po 4) | 859.56 | 1102 | Deepwell plate 96/1000µl, Regular package,Protein LoBind Yellow, 20 plates (5 bags of 4) | 0.78 | 859.56 | 23% | 1057.2588
358. | 0030504305 | Eppendorf | Deepwell plate 96/2000 µL, opakowanie zwykłe, Protein LoBind, białe, 20 płytek (5 opakowań po 4) | 1012.44 | 1298 | Deepwell plate 96/2000µl, Regular package,Protein LoBind White, 20 plates (5 bags of 4) | 0.78 | 1012.44 | 23% | 1245.3012
359. | 0030505107 | Eppendorf | Deepwell plate 96/500 µL, opakowanie duże, standard, białe, 120 płytek (10 opakowań po 12) | 2527.98 | 3241 | Deepwell plate 96/500µl, Large package, Standard, White, 120 plates (10 bags of 12) | 0.78 | 2527.98 | 23% | 3109.4154
360. | 0030505204 | Eppendorf | Deepwell plate 96/1000 µL, opakowanie duże, standard, białe, 80 płytek (10 opakowań po 8) | 1541.28 | 1976 | Deepwell plate 96/1000µl, Large package, Standard, White, 80 plates (10 bags of 8) | 0.78 | 1541.28 | 23% | 1895.7744
361. | 0030505301 | Eppendorf | Deepwell plate 96/2000 µL, opakowanie duże, standard, białe, 80 płytek (10 opakowań po 8) | 1820.52 | 2334 | Deepwell plate 96/2000µl, Large package, Standard, White, 80 plates (10 bags of 8) | 0.78 | 1820.52 | 23% | 2239.2396
362. | 0030506103 | Eppendorf | Deepwell plate 96/500 µL, opakowanie duże, sterylne, białe, 120 płytek (10 opakowań po 12) | 2907.06 | 3727 | Deepwell plate 96/500µl, Large package, Sterile, White, 120 plates (10 bags of 12) | 0.78 | 2907.06 | 23% | 3575.6838
363. | 0030506200 | Eppendorf | Deepwell plate 96/1000 µL, opakowanie duże, sterylne, białe, 80 płytek (10 opakowań po 8) | 1771.38 | 2271 | Deepwell plate 96/1000µl, Large package, Sterile, White, 80 plates (10 bags of 8) | 0.78 | 1771.38 | 23% | 2178.7974
364. | 0030506308 | Eppendorf | Deepwell plate 96/2000 µL, opakowanie duże, sterylne, białe, 80 płytek (10 opakowań po 8) | 2106 | 2700 | Deepwell plate 96/2000µl, Large package, Sterile, White, 80 plates (10 bags of 8) | 0.78 | 2106 | 23% | 2590.38
365. | 0030507100 | Eppendorf | Deepwell plate 96/500 µL, opakowanie duże, DNA LoBind, białe, 120 płytek (10 opakowań po 12) | 2793.96 | 3582 | Deepwell plate 96/500µl, Large package, DNA LoBind, White, 120 plates (10 bags of 12) | 0.78 | 2793.96 | 23% | 3436.5708
366. | 0030507207 | Eppendorf | Deepwell plate 96/1000 µL, opakowanie duże, DNA LoBind, białe, 80 płytek (10 opakowań po 8) | 1694.16 | 2172 | Deepwell plate 96/1000µl, Large package, DNA LoBind, White, 80 plates (10 bags of 8) | 0.78 | 1694.16 | 23% | 2083.8168
367. | 0030508106 | Eppendorf | Deepwell plate 96/500 µL, opakowanie duże, Protein LoBind, białe, 120 płytek (10 opakowań po 12) | 5065.32 | 6494 | Deepwell plate 96/500µl, Large package, Protein LoBind, White, 120 plates (10 bags of 12) | 0.78 | 5065.32 | 23% | 6230.3436
368. | 0030508203 | Eppendorf | Deepwell plate 96/1000 µL, opakowanie duże, Protein LoBind, białe, 80 płytek (10 opakowań po 8) | 3085.68 | 3956 | Deepwell plate 96/1000µl, Large package, Protein LoBind, White, 80 plates (10 bags of 8) | 0.78 | 3085.68 | 23% | 3795.3864
369. | 0030521102 | Eppendorf | Deepwell plate 384/200 µL, opakowanie zwykłe, standard, białe, 40 płytek (5 opakowań po 8) | 1054.56 | 1352 | Deepwell plate 384/200µl, Regular package, Standard, White, 40 plates (5 bags of 8) | 0.78 | 1054.56 | 23% | 1297.1088
370. | 0030522109 | Eppendorf | Deepwell plate 384/200 µL, opakowanie zwykłe, sterylne, białe, 40 płytek (5 opakowań po 8) | 1210.56 | 1552 | Deepwell plate 384/200µl, Regular package, Sterile, White, 40 plates (5 bags of 8) | 0.78 | 1210.56 | 23% | 1488.9888
371. | 0030523105 | Eppendorf | Deepwell plate 384/200 µL, opakowanie zwykłe, DNA LoBind, białe, 40 płytek (5 opakowań po 8) | 1161.42 | 1489 | Deepwell plate 384/200µl, Regular package, DNA LoBind, White, 40 plates (5 bags of 8) | 0.78 | 1161.42 | 23% | 1428.5466
372. | 0030524101 | Eppendorf | Deepwell plate 384/200 µL, opakowanie zwykłe, Protein LoBind, białe, 40 płytek (5 opakowań po 8) | 2106 | 2700 | Deepwell plate 384/200µl, Regular package, Protein LoBind, White, 40 plates (5 bags of 8) | 0.78 | 2106 | 23% | 2590.38
373. | 0030525108 | Eppendorf | Deepwell plate 384/200 µL, opakowanie duże, standard, białe, 120 płytek (10 opakowań po 12) | 2845.44 | 3648 | Deepwell plate 384/200µl, Large package, Standard,White, 120 plates (10 bags of 12) | 0.78 | 2845.44 | 23% | 3499.8912
374. | 0030526104 | Eppendorf | Deepwell plate 384/200 µL, opakowanie duże, sterylne, białe, 120 płytek (10 opakowań po 12) | 3273.66 | 4197 | Deepwell plate 384/200µl, Large package, Sterile,White, 120 plates (10 bags of 12) | 0.78 | 3273.66 | 23% | 4026.6018
375. | 0030527100 | Eppendorf | Deepwell plate 384/200 µL, opakowanie duże, DNA LoBind, białe, 120 płytek (10 opakowań po 12) | 3134.82 | 4019 | Deepwell plate 384/200µl, Large package, DNA LoBind, White, 120 plates (10 bags of 12) | 0.78 | 3134.82 | 23% | 3855.8286
376. | 0030528107 | Eppendorf | Deepwell plate 384/200 µL, opakowanie duże, Protein LoBind, białe, 120 płytek (10 opakowań po 12) | 5687.76 | 7292 | Deepwell plate 384/200µl, Large package, Protein LoBind, White, 120 plates (10 bags of 12) | 0.78 | 5687.76 | 23% | 6995.9448
377. | 0030601106 | Eppendorf | Microplate 96/F-PP, dołki przezroczyste, kolor obrzeża biały, PCR clean, 80 płytek (5x16 szt.) | 603.72 | 774 | Microplate 96/F-PP, clear wells, border color white, PCR clean, 80 plates (5x 16 pcs.) | 0.78 | 603.72 | 23% | 742.5756
378. | 0030601203 | Eppendorf | Microplate 96/U-PP, dołki przezroczyste kolor obrzeża biały, PCR clean, 80 płytek (5x16 szt.) | 603.72 | 774 | Microplate 96/U-PP, clear wells, border color white, PCR clean, 80 plates (5x 16 pcs.) | 0.78 | 603.72 | 23% | 742.5756
379. | 0030601300 | Eppendorf | Microplate 96/V-PP, dołki przezroczyste, kolor obrzeża biały, PCR clean, 80 płytek (5x16 szt.) | 603.72 | 774 | Microplate 96/V-PP, clear wells, border color white, PCR clean, 80 plates (5x 16 pcs.) | 0.78 | 603.72 | 23% | 742.5756
380. | 0030601572 | Eppendorf | Microplate 96/U-PP, dołki białe kolor obrzeża szary, PCR clean, 80 płytek (5x16 szt.) | 840.06 | 1077 | Microplate 96/U-PP, white wells, border color grey, PCR clean, 80 plates (5x 16 pcs.) | 0.78 | 840.06 | 23% | 1033.2738
381. | 0030601670 | Eppendorf | Microplate 96/V-PP, dołki białe kolor obrzeża szary, PCR clean, 80 płytek (5x16 szt.) | 840.06 | 1077 | Microplate 96/V-PP, white wells, border color grey, PCR clean, 80 plates (5x 16 pcs.) | 0.78 | 840.06 | 23% | 1033.2738
382. | 0030601807 | Eppendorf | Microplate 96/U-PP, dołki czarne kolor obrzeża biały, PCR clean, 80 płytek (5x16 szt.) | 840.06 | 1077 | Microplate 96/U-PP, black wells, border color white, PCR clean, 80 plates (5x 16 pcs.) | 0.78 | 840.06 | 23% | 1033.2738
383. | 0030601904 | Eppendorf | Microplate 96/V-PP, dołki czarne, kolor obrzeża biały, PCR clean, 80 płytek (5x16 szt.) | 840.06 | 1077 | Microplate 96/V-PP, black wells, border color white, PCR clean, 80 plates (5x 16 pcs.) | 0.78 | 840.06 | 23% | 1033.2738
384. | 0030602102 | Eppendorf | Microplate 96/F-PP, dołki przezroczyste, kolor obrzeża biały, sterylne, 80 płytek (5x16 szt.) | 691.08 | 886 | Microplate 96/F-PP, clear wells, border color white, sterile, 80 plates (5x 16 pcs.) | 0.78 | 691.08 | 23% | 850.0284
385. | 0030602200 | Eppendorf | Microplate 96/U-PP, dołki przezroczyste, kolor obrzeża biały, sterylne, 80 płytek (5x16 szt.) | 691.08 | 886 | Microplate 96/U-PP, clear wells, border color white, sterile, 80 plates (5x 16 pcs.) | 0.78 | 691.08 | 23% | 850.0284
386. | 0030602307 | Eppendorf | Microplate 96/V-PP, dołki przezroczyste, kolor obrzeża biały, sterylne, 80 płytek (5x16 szt.) | 691.08 | 886 | Microplate 96/V-PP, clear wells, border color white, sterile, 80 plates (5x 16 pcs.) | 0.78 | 691.08 | 23% | 850.0284
387. | 0030603303 | Eppendorf | Mikroplate 96/V-PP, DNA LoBind, przezroczyste dolki, kolor ramki bialy, PCR clean, 80 plytek (5 x 16 Szt.) | 652.08 | 836 | Microplate 96/V-PP, DNA LoBind, clear wells, white border color, PCR clean, 80 plates (5 x 16 pcs.) | 0.78 | 652.08 | 23% | 802.0584
388. | 0030605101 | Eppendorf | Microplate 96/F-PP, dołki przezroczyste, kolor obrzeża biały, PCR clean, 240 płytek (10x24 szt.) | 1622.4 | 2080 | Microplate 96/F-PP, clear wells, border color white, PCR clean, 240 plates (10x 24 pcs.) | 0.78 | 1622.4 | 23% | 1995.552
389. | 0030605209 | Eppendorf | Microplate 96/U-PP, dołki przezroczyste, kolor obrzeża biały, PCR clean, 240 płytek (10x24 szt.) | 1622.4 | 2080 | Microplate 96/U-PP, clear wells, border color white, PCR clean, 240 plates (10x 24 pcs.) | 0.78 | 1622.4 | 23% | 1995.552
390. | 0030605306 | Eppendorf | Microplate 96/V-PP, dołki przezroczyste, kolor obrzeża biały, PCR clean, 240 płytek (10x24 szt.) | 1622.4 | 2080 | Microplate 96/V-PP, clear wells, border color white, PCR clean, 240 plates (10x 24 pcs.) | 0.78 | 1622.4 | 23% | 1995.552
391. | 0030605578 | Eppendorf | Microplate 96/U-PP, dołki białe, kolor obrzeża szary, PCR clean, 240 płytek (10x24szt.) | 2268.24 | 2908 | Microplate 96/U-PP, white wells, border color grey, PCR clean, 240 plates (10x 24 pcs.) | 0.78 | 2268.24 | 23% | 2789.9352
392. | 0030605675 | Eppendorf | Microplate 96/V-PP, dołki białe, kolor obrzeża szary, PCR clean, 240 płytek (10x24szt.) | 2268.24 | 2908 | Microplate 96/V-PP, white wells, border color grey, PCR clean, 240 plates (10x 24 pcs.) | 0.78 | 2268.24 | 23% | 2789.9352
393. | 0030605802 | Eppendorf | Microplate 96/U-PP, dołki czarne, kolor obrzeża biały, PCR clean, 240 płytek (10x24szt.) | 2268.24 | 2908 | Microplate 96/U-PP, black wells, border color white, PCR clean, 240 plates (10x 24 pcs.) | 0.78 | 2268.24 | 23% | 2789.9352
394. | 0030605900 | Eppendorf | Microplate 96/V-PP, dołki czarne, kolor obrzeża biały, PCR clean, 240 płytek (10x24szt.) | 2268.24 | 2908 | Microplate 96/V-PP, black wells, border color white, PCR clean, 240 plates (10x 24 pcs.) | 0.78 | 2268.24 | 23% | 2789.9352
395. | 0030606108 | Eppendorf | Microplate 96/F-PP, dołki przezroczyste, kolor obrzeża biały, sterylne, 240 płytek (10x24 szt.) | 1865.76 | 2392 | Microplate 96/F-PP, clear wells, border color white, sterile, 240 plates (10x 24 pcs.) | 0.78 | 1865.76 | 23% | 2294.8848
396. | 0030606205 | Eppendorf | Microplate 96/U-PP, dołki przezroczyste, kolor obrzeża biały, sterylne, 240 płytek (10x24 szt.) | 1865.76 | 2392 | Microplate 96/U-PP, clear wells, border color white, sterile, 240 plates (10x 24 pcs.) | 0.78 | 1865.76 | 23% | 2294.8848
397. | 0030606302 | Eppendorf | Microplate 96/V-PP, dołki przezroczyste, kolor obrzeża biały, sterylne, 240 płytek (10x24 szt.) | 1865.76 | 2392 | Microplate 96/V-PP, clear wells, border color white, sterile, 240 plates (10x 24 pcs.) | 0.78 | 1865.76 | 23% | 2294.8848
398. | 0030621107 | Eppendorf | Microplate 384/F-PP, dołki przezroczyste, kolor obrzeża biały, PCR clean, 80 płytek (5x16 szt.) | 1541.28 | 1976 | Microplate 384/F-PP, clear wells, border color white, PCR clean, 80 plates (5x 16 pcs.) | 0.78 | 1541.28 | 23% | 1895.7744
399. | 0030621301 | Eppendorf | Microplate 384/V-PP, dołki przezroczyste, kolor obrzeża biały, PCR clean, 80 płytek (5x16 szt.) | 1541.28 | 1976 | Microplate 384/V-PP, clear wells, border color white, PCR clean, 80 plates (5x 16 pcs.) | 0.78 | 1541.28 | 23% | 1895.7744
400. | 0030621670 | Eppendorf | Microplate 384/V-PP, dołki białe, kolor obrzeża szary, PCR clean, 80 płytek (5x16szt.) | 2161.38 | 2771 | Microplate 384/V-PP, white wells, border color grey, PCR clean, 80 plates (5x 16 pcs.) | 0.78 | 2161.38 | 23% | 2658.4974
401. | 0030621905 | Eppendorf | Microplate 384/V-PP, dołki czarne, kolor obrzeża biały, PCR clean, 80 płytek (5x16szt.) | 2161.38 | 2771 | Microplate 384/V-PP, black wells, border color white, PCR clean, 80 plates (5x 16 pcs.) | 0.78 | 2161.38 | 23% | 2658.4974
402. | 0030622103 | Eppendorf | Microplate 384/F-PP, dołki przezroczyste, kolor obrzeża biały, sterylne, 80 płytek (5x16 szt.) | 1771.38 | 2271 | Microplate 384/F-PP, clear wells, border color white, sterile, 80 plates (5x 16 pcs.) | 0.78 | 1771.38 | 23% | 2178.7974
403. | 0030622308 | Eppendorf | Microplate 384/V-PP, dołki przezroczyste, kolor obrzeża biały, sterylne, 80 płytek (5x16 szt.) | 1771.38 | 2271 | Microplate 384/V-PP, clear wells, border color white, sterile, 80 plates (5x 16 pcs.) | 0.78 | 1771.38 | 23% | 2178.7974
404. | 0030623304 | Eppendorf | Microplate 384/V-PP, dołki przezroczyste, kolor obrzeża biały, DNA LoBind, PCR clean,80 płytek (5x16 szt.) | 1771.38 | 2271 | Microplate 384/V-PP, clear wells, border color white, DNA LoBind, PCR clean, 80 plates (5x 16 pcs.) | 0.78 | 1771.38 | 23% | 2178.7974
405. | 0030624300 | Eppendorf | Microplate 384/F-PP, dołki przezroczyste, kolor obrzeża biały, Protein LoBind, PCR clean, 80 płytek (5x16 szt.) | 2780.7 | 3565 | Microplate 384/V-PP, clear wells, border color white, Protein LoBind, PCR clean, 80 plates (5x 16 pcs.) | 0.78 | 2780.7 | 23% | 3420.261
406. | 0030625102 | Eppendorf | Microplate 384/F-PP, dołki przezroczyste, kolor obrzeża biały, PCR clean, 240 płytek (10x240 szt.) | 3471.78 | 4451 | Microplate 384/F-PP, clear wells, border color white, PCR clean, 240 plates (10x 24 pcs.) | 0.78 | 3471.78 | 23% | 4270.2894
407. | 0030625307 | Eppendorf | Microplate 384/V-PP, dołki przezroczyste, kolor obrzeża biały, PCR clean, 240 płytek (10x24 szt.) | 3471.78 | 4451 | Microplate 384/V-PP, clear wells, border color white, PCR clean, 240 plates (10x 24 pcs.) | 0.78 | 3471.78 | 23% | 4270.2894
408. | 0030625676 | Eppendorf | Microplate 384/V-PP, dołki białe, kolor obrzeża szary, PCR clean, 240 płytek (10x24szt.) | 4860.96 | 6232 | Microplate 384/V-PP, white wells, border color grey, PCR clean, 240 plates (10x 24 pcs.) | 0.78 | 4860.96 | 23% | 5978.9808
409. | 0030625900 | Eppendorf | Microplate 384/V-PP, dołki czarne, kolor obrzeża biały, PCR clean, 240 płytek (10x24szt.) | 4860.96 | 6232 | Microplate 384/V-PP, black wells, border color white, PCR clean, 240 plates (10x 24 pcs.) | 0.78 | 4860.96 | 23% | 5978.9808
410. | 0030626109 | Eppendorf | Microplate 384/F-PP, dołki przezroczyste, kolor obrzeża biały, sterylne, 240 płytek (10x24 szt.) | 3994.38 | 5121 | Microplate 384/F-PP, clear wells, border color white, sterile, 240 plates (10x 24 pcs.) | 0.78 | 3994.38 | 23% | 4913.0874
411. | 0030626303 | Eppendorf | Microplate 384/V-PP, dołki przezroczyste, kolor obrzeża biały, sterylne, 240 płytek (10x24 szt.) | 3994.38 | 5121 | Microplate 384/V-PP, clear wells, border color white, sterile, 240 plates (10x 24 pcs.) | 0.78 | 3994.38 | 23% | 4913.0874
412. | 0030627300 | Eppendorf | Microplate 384/V-PP, dołki przezroczyste, kolor obrzeża biały, DNA LoBind, PCR clean,240 płytek (10x24 szt.) | 3994.38 | 5121 | Microplate 384/V-PP, clear wells, border color white, DNA LoBind, PCR clean, 240 plates (10x 24 pcs.) | 0.78 | 3994.38 | 23% | 4913.0874
413. | 30628306 | Eppendorf | Microplate 384/V-PP, dołki przezroczyste, kolor obrzeża biały, Protein LoBind, PCR clean, 240 płytek (10x24 szt.) | 6249.36 | 8012 | #N/A | 0.78 | 6249.36 | 23% | 7686.7128
414. | 0030119401 | Eppendorf | "Eppendorf Tubes® 5,0 mL,Eppendorf quality, 200 pcs.,2 bags of 100 tubes each" | 119.52 | 144 | Eppendorf Tubes® 5.0 mL, Eppendorf quality, 200 pcs., 2 bags of 100 Tubes® each | 0.83 | 119.52 | 23% | 147.0096
415. | 0030119460 | Eppendorf | "Eppendorf Tubes® 5,0 mL,PCR clean, 200 pcs., 2 bagsof 100 tubes each" | 133.63 | 161 | Eppendorf Tubes® 5.0 mL, PCR clean, 200 pcs., 2 bags of 100 Tubes® each | 0.83 | 133.63 | 23% | 164.3649
416. | 0030119487 | Eppendorf | "Eppendorf Tubes® 5,0 mL,Sterile, 200 pcs., 10 bags of 20 tubes each" | 147.74 | 178 | Eppendorf Tubes® 5.0 mL, Sterile, 200 pcs., 10 bags of 20 Tubes® each | 0.83 | 147.74 | 23% | 181.7202
417. | 0030119479 | Eppendorf | "Eppendorf Tubes® 5,0 mL,Biopur, 50 pcs., individually packed tubes" | 147.74 | 178 | Eppendorf Tubes® 5.0 mL, Biopur, 50 pcs., individually packed tubes | 0.83 | 147.74 | 23% | 181.7202
418. | 0030108302 | Eppendorf | "Eppendorf Protein LoBind Tubes® 5,0 mL, PCR clean, 100 pcs., 2 bags of 50 tubes each" | 126.16 | 152 | Eppendorf Protein LoBind Tubes® 5.0 mL, PCR clean, 100 pcs., 2 bags of 50 Tubes® each | 0.83 | 126.16 | 23% | 155.1768
419. | 0030108310 | Eppendorf | "Eppendorf DNA LoBind Tubes® 5,0 mL, PCR clean, 200 pcs.,4 bags of 50 tubes each" | 161.85 | 195 | Eppendorf DNA LoBind Tubes® 5.0 mL, PCR clean, 200 pcs., 4 bags of 50 Tubes® each | 0.83 | 161.85 | 23% | 199.0755
420. | 0030119380 | Eppendorf | "Eppendorf Tubes® 5,0 mL, Starter Pack, PCR clean, 400 Tubes,2 Tube-Racks, 8 adapters for rotors with bore for 15 mL conical tubes" | 421.64 | 508 | Eppendorf Tubes® 5.0 mL, Starter Pack, PCR clean, 400 Tubes, 2 Tube-Racks,8 adapters for rotors with bore for 15 mL | 0.83 | 421.64 | 23% | 518.6172
421. | 0030119495 | Eppendorf | "Tube-Rack for Eppendorf Tubes® 5.0 mL 2 pieces" | 136.95 | 165 | Tube Rack for Eppendorf Tubes® 5.0 mL, 2 pieces | 0.83 | 136.95 | 23% | 168.4485
422. | 0030127943 | Eppendorf | "Storage Box, for Eppendorf Tubes® 5.0 mL 2 pieces" | 63.08 | 76 | Storage Box for Eppendorf Tubes® 5.0 mL, 2 pieces | 0.83 | 63.08 | 23% | 77.5884
423. | 0030119509 | Eppendorf | "Tube Clip for Eppendorf Tubes® 5.0 mL 10 pieces" | 70.55 | 85 | Tube Clip for Eppendorf Tubes® 5.0 mL, 10 pieces | 0.83 | 70.55 | 23% | 86.7765
424. | 0030601700 | Eppendorf | "Microplate 96/F-PP, black wells, border color white,PCR clean, 80 plates (5 bags of 16)" | 893.91 | 1077 | Microplate 96/F-PP, black wells, border color white, PCR clean, 80 plates (5 bags of 16) | 0.83 | 893.91 | 23% | 1099.5093
425. | 0030601807 | Eppendorf | "Microplate 96/U-PP, dołki czarne kolor obrzeża biały, PCR clean, 80 płytek (5x16szt.)" | 893.91 | 1077 | Microplate 96/U-PP, black wells, border color white, PCR clean, 80 plates (5x 16 pcs.) | 0.83 | 893.91 | 23% | 1099.5093
426. | 0030601904 | Eppendorf | "Microplate 96/V-PP, dołki czarne, kolor obrzeża biały,PCR clean, 80 płytek (5x16szt.)" | 893.91 | 1077 | Microplate 96/V-PP, black wells, border color white, PCR clean, 80 plates (5x 16 pcs.) | 0.83 | 893.91 | 23% | 1099.5093
427. | 0030621905 | Eppendorf | "Microplate 384/V-PP, dołki czarne, kolor obrzeża biały,PCR clean, 80 płytek (5x16szt.)" | 2299.93 | 2771 | Microplate 384/V-PP, black wells, border color white, PCR clean, 80 plates (5x 16 pcs.) | 0.83 | 2299.93 | 23% | 2828.9139
428. | 0030601572 | Eppendorf | "Microplate 96/U-PP, dołki białe kolor obrzeża szary,PCR clean, 80 płytek (5x16szt.)" | 893.91 | 1077 | Microplate 96/U-PP, white wells, border color grey, PCR clean, 80 plates (5x 16 pcs.) | 0.83 | 893.91 | 23% | 1099.5093
429. | 0030601670 | Eppendorf | "Microplate 96/V-PP, dołki białe kolor obrzeża szary, PCR clean, 80 płytek (5x16 szt.)" | 893.91 | 1077 | Microplate 96/V-PP, white wells, border color grey, PCR clean, 80 plates (5x 16 pcs.) | 0.83 | 893.91 | 23% | 1099.5093
430. | 0030621670 | Eppendorf | "Microplate 384/V-PP, dołki białe, kolor obrzeża szary,PCR clean, 80 płytek (5x16 szt.)" | 2299.93 | 2771 | Microplate 384/V-PP, white wells, border color grey, PCR clean, 80 plates (5x 16 pcs.) | 0.83 | 2299.93 | 23% | 2828.9139
431. | 0030129512 | Eppendorf | "Płytka PCR twin.tec 96 LoBind, ramka osłonięta, bezbarwna,25 szt." | 455.67 | 549 | twin.tec PCR plate 96 LoBind, skirted, clear, set of 25 | 0.83 | 455.67 | 23% | 560.4741
432. | 0030129504 | Eppendorf | "Płytka PCR twin.tec 96 LoBind, ramka półosłonięta,bezbarwna, 25 szt" | 455.67 | 549 | twin.tec PCR plate 96 LoBind, semi-skirted, clear, set of 25 | 0.83 | 455.67 | 23% | 560.4741
433. | 4982000314 | Eppendorf | Multipette M4 Starter Kit | 1157.02 | 1394 | Multipette M4 Starter Kit | 0.83 | 1157.02 | 23% | 1423.1346
434. | 4982602004 | Eppendorf | uchwytem (na ścianę i/lub karuzelę z pipetami) | 56.274 | 67.8 | Holder (for wall mount and/or pipette carousel) | 0.83 | 56.274 | 23% | 69.217
435. | 4982601008 | Eppendorf | klapka komory na baterię | 20.75 | 25 | Battery compartment lid Multipette/Repeater M4 | 0.83 | 20.75 | 23% | 25.5225
436. | 4982603000 | Eppendorf | Taśma z mocowaniem na rzep do uchwytu | 14.11 | 17 | Hook-and-loop tape for holder Multipette/Repeater | 0.83 | 14.11 | 23% | 17.3553
437. | 0030127692 | Eppendorf | Serol. Pipeta, 1 mL, pakowana pojedynczo, sterylna, bez wykrywalnego DNA, RNazy iDNazy oraz pirogenów | 414.17 | 499 | Serol. pipet, 1 mL, individually wrapped, 4x200 pcs., sterile, free of detect DNA, RNase&DNase and pyrogens | 0.83 | 414.17 | 23% | 509.4291
438. | 0030127706 | Eppendorf | Serol. Pipeta, 2 mL, pakowana pojedynczo, 4x150 szt., sterylna, bez wykrywalnego DNA, RNazy i DNazy oraz pirogenów | 345.28 | 416 | Serol. pipet, 2 mL, individually wrapped, 4x150 pcs., sterile, free of detect DNA, RNase&DNase and pyrogens | 0.83 | 345.28 | 23% | 424.6944
439. | 0030127714 | Eppendorf | Serol. Pipeta, 5 mL, pakowanapojedynczo, 4x100 szt.,sterylna, bez wykrywalnego DNA, RNazy i DNazy oraz pirogenów | 293.82 | 354 | Serol. pipet, 5 mL, individually wrapped, 4x100 pcs., sterile, free of detect DNA, RNase&DNase and pyrogens | 0.83 | 293.82 | 23% | 361.3986
440. | 0030127722 | Eppendorf | Serol. Pipeta, 10 mL, pakowana pojedynczo, sterylna,bez wykrywalnego DNA, RNazyi DNazy oraz pirogenów | 327.85 | 395 | Serol. pipet, 10 mL, individually wrapped, 4x100 pcs., sterile, free of detect DNA, RNase&DNase and pyrogens | 0.83 | 327.85 | 23% | 403.2555
441. | 0030127730 | Eppendorf | Serol. Pipeta, 25 mL,pakowana pojedynczo, 4x50 szt., sterylna, bez wykrywalnegoDNA, RNazy i DNazy oraz pirogenów | 310.42 | 374 | Serol. pipet, 25 mL, individually wrapped, 4x50 pcs., sterile, free of detect DNA, RNase&DNase and pyrogens | 0.83 | 310.42 | 23% | 381.8166
442. | 0030127749 | Eppendorf | Serol. Pipeta, 50 mL,pakowana pojedynczo, 4x40 szt., sterylna, bez wykrywalnego DNA, RNazy i DNazy oraz pirogenów | 725.42 | 874 | Serol. pipet, 50 mL, individually wrapped, 4x40 pcs., sterile, free of detect DNA, RNase&DNase and pyrogens | 0.83 | 725.42 | 23% | 892.2666
443. | M1363-0125 | Eppendorf | Zbiornik 5 L, 1 szt., doCelliGen BLU, wraz z mikro bełkotką i mieszadłem śmigłowym | 1774.54 | 2138 | 5L Microsparge | 0.83 | 1774.54 | 23% | 2182.6842
444. | M1363-0121 | Eppendorf | Zbiornik 5 L, 1 szt., doCelliGen BLU, wraz z makrobełkotką i mieszadłem śmigłowym | 1895.72 | 2284 | 5L Macrosparge | 0.83 | 1895.72 | 23% | 2331.7356
445. | M1363-0126 | Eppendorf | Zbiornik 14 L, 1 szt., do CelliGen BLU, wraz z mikro bełkotką i mieszadłemśmigłowym | 2275.03 | 2741 | 14L Microsparge | 0.83 | 2275.03 | 23% | 2798.2869
446. | M1363-0122 | Eppendorf | Zbiornik 14 L, 1 szt., doCelliGen BLU, wraz z makrobełkotką i mieszadłemśmigłowym | 2413.64 | 2908 | 14L Macrosparge | 0.83 | 2413.64 | 23% | 2968.7772
Cena razem netto |  |  |  | 456433.237
[5 empty] | 562916.9 |  |  | 456433.237 | Cena brutto: | 552813.557

## Arkusz2
0010008000 | Oval head screw M2x16 | 0.5 | 10008000
10010675 | Phillips screw for digital indicator | 0.33
0010011701 | Phillips screw for lid | 0.33
0010011833 | Screw | 0.54
0010011841 | Screw | 0.54
0010011850 | Screw | 0.54
0010013217 | Torx-screw (motor bracket/ housing 22x9) | 0.46
0010013334 | Torx screw 18 mm x 6 mm | 0.62
0010100224 | Hexagonal nut M2 | 1.1
0010200091 | Washer for clevis end | 0.21
0010201896 | Washer | 1.3
0011205208 | Soft shield | 32.9
0012521848 | Calibration seal, 5 pcs. | 4.6
0012521871 | Calibration seal, 5 pcs. | 4.6
0012521954 | Packing insert 3111 Research | 1.7
0012522051 | Service packaging, fixed/ variable BASIC | 26.2
0012522052 | Service packaging, adjustable | 32
0012522053 | Service packaging, multi | 32
0012522127 | Packing | 10.4
0013004340 | Vibration Mount D20 H25 M6 | 15.4
0013005710 | Cable bushing | 1
0013008892 | Round socket | 20.8
0013010234 | Suction Feet D35 H15 M4 PVC | 7.9
0013010757 | Compression spring | 9.2
0013011036 | Compression spring | 9.2
0013012458 | Compression spring 0,6x6,4x6 | 0.21
0013013250 | Torsion Spring, right, D=2,75 | 34.1
0013013268 | Torsion Spring, left D=2,75 | 34.1
0013018138 | Pressure spring 1,2x18,8x130 | 3.8
0013018146 | O-Ring 44 x 1,5 70 sw NBR | 2.9
0013018154 | O-Ring 8,5 x 2 70 sw NBR | 1.3
0013018391 | Shield, D = 15 mm | 5
0013018472 | Coupler with check valve | 116
0013018642 | Compression spring | 2.2
0013018669 | O-Ring | 0.71
0013018693 | Compression spring | 2.9
0013018723 | Rubber ball, diametre 3.5 | 0.33
0013018758 | O-Ring 5.6 x 2.4 70sw | 1.7
0013018782 | Compression spring (for seal 300 single-channel) | 2.3
0013019070 | O-ring (piston seal) 50 ul | 0.5
0013019150 | Compression spring | 1.8
0013019231 | Grease for pipettes, 45 g | 310
0013019517 | Compression spring | 9.2
0013020078 | Compression spring | 1.7
0013020086 | O-ring | 4.6
0013020094 | Piston sealing 50µl | 4.6
0013020116 | O-ring | 2
0013020531 | Foot for housing | 4.6
0013020973 | Dial, blue | 1.7
0013021040 | Plug screwing outlet | 33.7
0013021074 | Tube | 5
0013021082 | Plug screwing | 17.1
0013021120 | Reset spring | 1
0013021180 | O-Ring | 2.6
0013021198 | Compression spring | 0.33
0013021552 | Compression spring (for multi- channel ejector) | 1.9
0013021564 | Knob | 4.6
0013021566 | Printer paper, 5 rolls | 196
0013021615 | Compression spring (for single channel ejector) | 2.7
0013021663 | Piston spring 50 PhysioCare | 1
0013021664 | Piston spring 10 PhysioCare | 3
0013021665 | Piston spring 300 PhysioCare | 1
0013021672 | O-ring (for nose cone 50/300/ 1000) | 0.21
0013021697 | Tube clamp | 4.6
0013021733 | O-ring 100 µL, 300 µL, 1 piece | 0.21
0013021754 | Compression spring (ejector slide) | 3
0013021762 | Piston spring, 12-channel | 1.4
0013021810 | Spring for ejector multi- channel | 1.5
0013024901 | O-Ring 2,5 x 1,2 for Cl Clips | 1.7
0013057001 | Sealing Ring 4010 514AD | 15
0013063010 | Eppendorf special grease, 1 g | 15.8
0013081204 | Rubber foot | 1
0013088101 | Felt-tip Pen, black | 12.5
0013311749 | Pin with tread DIN 916 M3x6 | 0.46
0013530106 | Bridge rectifier | 35.8
0013563942 | Mains cable 120 V USA | 82
0013564213 | Fuse 2.5 A time-lag (5x20) | 2.3
0013565333 | Fuse 6,3A T | 3
0013565880 | Triac 2 N 6O75 | 49.9
0013567425 | O-Ring | 1.7
0013567450 | 2 pcs Carbon brushes f/5412-14 | 62.8
0013567751 | Locking magnet 9K3 F/5412-14 S | 243
0013568235 | Ring Magnet | 32
0013569347 | Fuse slow 0,4 A | 2.9
0013570884 | Fuse 1A slow | 4.6
0013571244 | Display instrument | 139
0013571392 | Rectifier B250-C1500 | 10.4
0013578060 | O-Ring 9x1 70sw (hydro plug) | 1.7
0013582084 | Motor 115V/60Hz UL for 5414 | 1161
0013584796 | Black quartz | 8.7
0013588210 | Pushbutton with pilot lamp | 83.2
0013588236 | IC 8 TCL 274 CN | 29.1
0013588708 | Lamp;24V;50mA;4622 00 024 050 | 10
0013591431 | Opti-Coupler, 1 channel | 16.6
0013591458 | RAM module | 28.3
0013592454 | Mains cable 230V, AU-plug | 136
0013593752 | DC-DC-Converter; PCS 315 EH | 445
0013593760 | Main power input module | 138
0013593906 | Capacitor 2200u/35V | 5
0013594066 | MAX 690CPA;Watchdog;Battswitch | 60.3
0013594155 | Reed contact | 17.5
0013594490 | Mains cable 230V, GB-plug | 64.9
0013595682 | Fuse; 1,25A,T;19198;UL | 3.7
0013595704 | Fuse; 6,O A, T,GMC-6,UL | 4.6
0013596603 | Transformer for Thermomixer | 282
0013597090 | Heating Mat for 5436 (115V) | 213
0013597103 | Thermomonitor 117 degrees C | 61.6
0013597219 | Speed Sensor f 5415C | 191
0013597332 | Power Source Module | 203
0013598517 | Potentiometer,10k/0,2W lin.CRC | 64.1
0013598711 | Transistor FET Power IRGBC20 U | 47
0013598932 | Univ.Mot. EM70-40K 115 V/60 Hz | 1236
0013599327 | MC 33035 P;DC-Motor Controller | 44.1
0013601240 | Fan 12 V | 51.6
0013601259 | Main input module, cpl. | 95.7
0013604185 | Hand control, threefold for fine regulation | 636
0013604592 | Base with battery | 190
0013606072 | Soldered fuse 500 mA | 4.6
0013606773 | Fan, large | 43.7
0013606781 | Fan, small | 63.6
0013607800 | Chip-card reader | 149
0013607869 | Fuse 1.60 A fast | 4.6
0013607877 | Soldered fuse 3.15 A | 4.6
0013607958 | Mains input module | 104
0013608121 | Fuse 1 A T 5x20 | 3.6
0013608130 | Fuse for 23O Volt slow 2 A | 2
0013608156 | Connecting cable for printer DPU 414-40 B | 278
0013608300 | Fuse 10A, FF, SMD, Type 451 | 2.9
0013608695 | Fuse 1,5 A | 4.6
0013608709 | Fuse, 2.0A,T, SMD, Type 452 | 3.7
0013609004 | Fuse 25A/32VAC, F, Picofuse 275 | 30
0013609039 | Fuse, 0.75A, FF, SMD, Type 451 | 3
0013609098 | Fuse, 3.15A,T, 5x20, 19195 | 2.1
0013609349 | Fuse for 23O Volt | 2.3
0013609942 | High voltage condensator | 441
0013610517 | VGA /printer cable | 82.8
0013611424 | Switching power unit | 375
0013611432 | Fuse, 8.0A MT, GC-8, UR | 2.3
0013611629 | Fuse 1 A | 4.6
0013611645 | Fuse 3,5 A | 4.6
0013611955 | Plug, 240VAC-9VDC/200mA | 194
0013612854 | Incremental transmitter | 46.6
0013612889 | Fuse, 3.0A,T,SMD, Type 454 | 3
0013612994 | Power supply switch mode | 250
0013613060 | DC motor 24V | 666
0013613370 | Power supply 230 V, GB-plug, for Research pro | 102
0013613397 | Power supply 230 V, EURO-plug, for Research pro | 102
0013613595 | Main cable, international (unpacked) | 35.4
0013613889 | Fuse, 1,6 T 19198 | 4.6
0013613890 | Fuse 5,0 F SMD | 3.7
0013613891 | Fuse 0,375A F SMD | 2.3
0013613939 | Fuse 10 A T, 4 pcs. | 12.5
0013613953 | Plug cord 2,5m, CN | 97.3
0013614058 | Thermoprinter DPU 141-40 B | 1381
0013614115 | Power supply 230 V, for printer DPU 414-40 B | 537
0013614133 | Power supply 230V (Europe), for 4307 | 265
0013614193 | Power supply unit 230V (GB) | 265
0014004580 | Sealing Ring | 194
0019002071 | Pin 1,9 mm | 62.4
0019014169 | Silicone grease | 158
0019030164 | Torx screwdriver 6 | 53.2
0023306220 | Tool for spindle nut for 4800 | 666
0023306255 | Mounting aid for O-Ring nose cone | 82.4
0023306379 | Torque wrench, size 1 0.3 NM | 795
0023306387 | Torque wrench, size 2 0.9 NM | 795
0023343916 | Disassembling-tool | 695
0023343924 | Special tool for lifting system | 1435
0023353601 | Pull-out tool for valve | 478
0023355000 | Key for lid screw | 249
0023355108 | Key for blow-out system | 874
0023355604 | Mounting tool for pipettes | 206
0023360209 | Mounting tool for knob | 508
0023368900 | Mounting assembly for Multipette | 2471
0023383209 | Tool for dissassembling the levers | 257
0023384108 | Plier for ejection key | 466
0023398907 | Mounting aid for 6131/32 | 266
0023402106 | Wrench for overstroke (PhysioCare) | 326
0024217108 | Adjusting plate | 420
0024217906 | Torx screwdriver TX20x100 | 46.2
0030000730 | epTIPS Standard 50-1250µl L, 2 bags of 500 tips = 1.000 tips | 239
0030000765 | epTIPS Standard 1-10ml, 2 bags of 100 tips = 200 tips | 195
0030000781 | epTIPS Standard 1-10ml L, 2 bags of 100 tips = 200 tips | 278
0030000811 | epTIPS Standard 0,1-10µl, 2 bags of 500 tips = 1.000 tips | 225
0030000838 | epTIPS Standard 0,1-20µl, 2 bags of 500 tips = 1.000 tips | 225
0030000854 | epTIPS Standard 0,5-20µl L, 2 bags of 500 tips = 1.000 tips | 214
0030000870 | epTIPS Standard yellow 2-200µl 2 bags of 500 tips = 1.000 tips | 139
0030000889 | epTIPS Standard colorless 2- 200µl, 2 bags of 500 tips = 1.000 tips | 139
0030000897 | epTIPS Standard yellow 20- 300µl, 2 bags of 500 tips = 1.000 tips | 139
0030000900 | epTIPS Standard colorless 20- 300µl, 2 bags of 500 tips = 1.000 tips | 139
0030000919 | epTIPS Standard blue 50- 1000µl, 2 bags of 500 tips = 1.000 tips | 139
0030000927 | epTIPS Standard colorless 50- 1000µl, 2 bags of 500 tips = 1.000 tips | 139
0030000935 | epTIPS Standard 50-1250µl, 2 bags of 500 tips = 1.000 tips | 236
0030000951 | epTIPS Standard 500-2500µl, 5 bags of 100 tips = 500 tips | 162
0030000978 | epTIPS Standard 100-5000µl, 5 bags of 100 tips = 500 tips | 189
0030001222 | epTIPS GELoader 0.5-20µl 2 racks of 96 tips | 252
0030001320 | Mastertips, tips plus piston, ready-for-use, 5 boxes of 96 = 480 pcs. | 907
0030010019 | epTIPS Singles 0.1-20µl Biopur 100 tips, individually wrapped | 108
0030010035 | epTIPS Singles 2-200µl Biopur, 100 tips, individually wrapped | 108
0030010051 | epTIPS Singles 50-1000ul Biopur 100 tips, individually wrapped | 108
0030014405 | epTIPS Motion pipette tips, without filter, 50 µL, volume range 1-50 µL, 10x96 tips in racks | 361
0030014413 | epTIPS Motion pipette tips, with filter,PCR clean, 50 µL, volume range 1-50 µL, 10x96 tips in racks | 695
0030014421 | epTIPS Motion pipette tips Reload, without filter, 50 µL, volume range 1-50 µL, 24x96 tips | 782
0030014430 | epTIPS Motion pipette tips Reload, with filter, PCR clean, 50 µL, volume range 1-50 µL, 24x96 tips | 1502
0030014448 | epTIPS Motion pipette tips, without filter, 300µL, volume range 20-300µL, 10x96 tips in racks | 361
0030014456 | epTIPS Motion pipette tips, with filter,PCR clean, 300µL, volume range 20-300µL, 10x96 tips in racks | 695
0030014464 | epTIPS Motion pipette tips Reload, without filter,300µL, volume range 20-300µL, 24x96 tips | 782
0030014472 | epTIPS Motion pipette tips Reload, with filter, PCR clean, 300 µL, volume range 20-300 µL, 24x96 tips | 1502
0030014480 | epTIPS Motion pipette tips, without filter,1000µL, volume range 40-1000µL, 10x96 tips in racks | 361
0030014499 | epTIPS Motion pipette tips, with filter,PCR clean, 1000µL, volume range 40 - 1000µL, 10x96 tips in racks | 695
0030014502 | epTIPS Motion pipette tips Reload, without filter,1000µL, volume range 40-1000µL, 24x96 tips | 782
0030014510 | epTIPS Motion pipette tips Reload, with filter, PCR clean, 1000 µL, volume range 40-1000 µL, 24x96 tips | 1502
0030014600 | epT.I.P.S. Motion pipette tips 50 µL, Eppendorf Quality, volume range 1 µL – 50 µL, 10 × 96 tips in SafeRacks | 420
0030014618 | epT.I.P.S. Motion pipette tips 50 µL with filter, PCR clean, volume range 1 µL – 50 µL, 10 × 96 tips in SafeRacks | 732
0030014642 | epT.I.P.S. Motion pipette tips 1000 µL, Eppendorf Quality, volume range 40 µL – 1000 µL, 10 × 96 tips in SafeRacks | 420
0030014650 | epT.I.P.S. Motion pipette tips 1000 µL with filter,PCR clean, volume range 40 µL – 1000 µL, 10 × 96 tips in SafeRacks | 732
0030015207 | epTIPS Motion pipette tips, without filter, sterile, 50µL, volume range 1-50µL,10x96 tips in racks | 412
0030015215 | epTIPS Motion pipette tips, with filter,PCR clean,sterile, 50 µL,volume range 1-50 µL, 10x96 tips in racks | 790
0030015223 | epTIPS Motion pipette tips, without filter,sterile, 300µL, volume range 20-300µL, 10x96 tips in racks | 412
0030015231 | epTIPS Motion pipette tips, with filter,PCR clean,sterile, 300µL,volume range 20-300µL, 10x96 tips in racks | 790
0030015240 | epTIPS Motion pipette tips, without filter,sterile,1000µL, volume range 40-1000µL, 10x96 tips in racks | 412
0030015258 | epTIPS Motion pipette tips, with filter,PCR clean,sterile, 1000 µL,volume range 40 - 1000 µL,10x96 tips in racks | 790
0030046030 | Adapter for Combitips 25+50 ml autoclavable | 38.3
0030048024 | Combitips 12.5 ml, 100 pcs. | 385
0030048083 | Combitips 1.25 ml, 100 pcs. | 385
0030048130 | Varitips P, 100 pcs. | 406
0030048369 | Combitips 0.05 ml, incl. 96 tips 20µl, autoclavable, 50 pcs. | 424
0030048385 | 7 Adapter for Combitips 25ml and 50ml, biopur | 259
0030048407 | Combitips Biopur 1,25 ml, 100 pcs. individually sealed | 728
0030048431 | Combitips Biopur 12,5 ml, 100 pcs, individually sealed | 728
0030050525 | Starter Kit (100 Maxitips, 10 dispensing parts, 10 valves, 2 Maxitips G) | 307
0030050533 | Dispensing part for Varitip S, 30 pcs. | 291
0030050541 | Valve for Varitips S, 100 pcs. | 237
0030050568 | Maxitip for Varitip S, 200 pcs | 291
0030058500 | Plus/8-Cartridge, sterile, for 100µl pipette tips, 10 pcs. | 682
0030058518 | Plus/8-Cartridge, non-sterile, for 1.25ml pipette tips, 20 pcs. | 1003
0030058534 | Plus/8-Cartridge, non-sterile, for 100µl pipette tips, 20 pcs | 1003
0030058542 | Plus/8-Cartridge, sterile, for 1.25ml pipette tips, 10 pcs. | 682
0030058607 | Tip-Tub, autoclavable tub, filling volume 50-60ml, 10 pcs | 89.4
0030059506 | Combilong, aspirating aid, 2 pcs. | 113
0030069161 | 50 ml adapter standard 1 piece, anthracite | 37.4
0030069480 | 50 ml adapter Eppendorf Biopur 7 pieces | 271
0030069498 | 25 ml adapter Eppendorf Biopur 7 pieces | 271
0030069528 | 25 ml adapter standard, 1 piece, blue | 37.4
0030069897 | Combitip Rack | 178
0030072006 | epTIPS LoRetention Reloads, PCR clean, 0,1-10µl S, 10 trays of 96 tips = 960 tips | 307
0030072014 | epTIPS LoRetention Reloads, PCR clean, 0,5-20µl L, 10 trays of 96 tips = 960 tips | 293
0030072022 | epTIPS LoRetention Reloads, PCR clean, 2-200µl, 10 trays of 96 tips = 960 tips | 277
0030072030 | epTIPS LoRetention Reloads, PCR clean, 50-1000µl, 10 trays of 96 tips = 960 tips | 277
0030072049 | epTIPS LoRetention Reloads, 0,1-10µl S, 10 trays of 96 tips = 960 tips | 291
0030072057 | epTIPS LoRetention Reloads, 0,5-20µl L, 10 trays of 96 tips = 960 tips | 263
0030072065 | epTIPS LoRetention Reloads, 2-200µl, 10 trays of 96 tips = 960 tips | 249
0030072073 | epTIPS LoRetention Reloads, 50-1000µl, 10 trays of 96 tips = 960 tips | 249
0030072251 | epT.I.P.S. LoRetention Set, Eppendorf Quality, 1 reusable box incl. 5 trays of 96 tips, 0.1-10 µL, dark gray, length: | 267
0030072260 | epT.I.P.S. LoRetention Set, Eppendorf Quality, 1 reusable box incl. 5 trays of 96 tips, 0.5-20 µL L, light gray, | 240
0030072278 | epT.I.P.S. LoRetention Set, Eppendorf Quality, 1 reusable box incl. 5 trays of 96 tips, 2-200 µL, yellow, length: | 234
0030072286 | epT.I.P.S. LoRetention Set, Eppendorf Quality, 1 reusable box incl. 5 trays of 96 tips, 50-1000 µL, blue, length: | 245
0030073002 | epTIPS Box 0.1-10µl 1 reusable box incl. 96 tips | 134
0030073029 | epTIPS Box 0.1-20µl 1 reusable box incl. 96 tips | 134
0030073045 | epTIPS Box 0,5-20µl 1 reusable box incl. 96 tips | 119
0030073061 | epTIPS Box 2-200µl 1 reusable box incl. 96 tips | 119
0030073088 | epTIPS Box 20-300µl 1 reusable box incl. 96 tips | 119
0030073100 | epTIPS Box 50-1000ul 1 reusable box incl. 96 tips | 119
0030073126 | epTIPS Box 50-1250µl 1 reusable box incl. 96 tips | 134
0030073142 | epTIPS Box 500-2500µl 1 reusable box incl. 48 tips | 158
0030073169 | epTIPS Box 100-5000µl 1 reusable box incl. 24 tips | 141
0030073207 | epTIPS Set 0.1-10µl 1 reusable box incl. 5 trays of 96 tips | 220
0030073223 | epTIPS Set 0.1-20µl 1 reusable box incl. 5 trays of 96 tips | 220
0030073240 | epTIPS Set 0.5-20µl L 1 reusable box incl. 5 trays of 96 tips | 201
0030073266 | epTIPS Set 2-200µl 1 reusable box incl. 5 trays of 96 tips | 195
0030073282 | epTIPS Set 20-300µl 1 reusable box incl. 5 trays of 96 tips | 195
0030073304 | epTIPS Set 50-1000ul 1 reusable box incl. 5 trays of 96 tips | 206
0030073320 | epTIPS Set 50-1250µl 1 reusable box incl. 5 trays of 96 tips | 270
0030073347 | epTIPS Set 500-2500µl 1 reusable box incl. 5 trays of 48 tips | 189
0030073363 | epTIPS Reloads 0.1-10µl 10 trays of 96 tips, packed in the form of a stack | 269
0030073380 | epTIPS Reloads 0.1-20µl 10 trays of 96 tips | 269
0030073401 | epTIPS Reloads 0.5-20µl L 10 trays of 96 tips | 243
0030073428 | epTIPS Reloads 2-200µl 10 trays of 96 tips, packed in form of a stack | 230
0030073444 | epTIPS Reloads 20-300µl 10 trays of 96 tips | 230
0030073460 | epTIPS Reloads 50-1000ul 10 trays of 96 tips | 230
0030073487 | epTIPS Reloads 50-1250µl 10 trays of 96 tips | 280
0030073509 | epTIPS Reloads 500-2500µl 10 trays of 48 tips | 186
0030073606 | epTIPS Reloads 50-1250µl L, 10 trays of 96 tips = 960 tips | 283
0030073614 | epTIPS Reloads 50-1250µl L, PCR clean, 10 trays of 96 tips = 960 tips | 316
0030073622 | epTIPS Box 50-1250µl L, 1 reusable box incl. 96 tips | 136
0030073746 | epTIPS Reloads 0.1-10ul PCR-clean, 10 trays of 96 tips packed in the form of a stack | 284
0030073762 | epTIPS Reloads 0.1-20ul PCR-clean, 10 trays of 96 tips | 291
0030073789 | epTIPS Reloads 0.5-20ul PCR-clean, 10 trays of 96 tips | 270
0030073800 | epTIPS Reloads 2-200ul PCR-clean 10 trays of 96 tips, packed in form of a stack | 255
0030073827 | epTIPS Reloads 20-30ul PCR-clean 10 trays of 96 tips | 255
0030073843 | epTIPS Reloads 50-1000ul PCR-clean, 10 trays of 96 tips | 255
0030073860 | epTIPS Reloads 50-1250ul PCR-clean 10 trays of 96 tips | 312
0030073886 | epTIPS Reloads 500-2500ul PCR-clean 10 trays of 48 tips | 207
0030075005 | epTIPS Racks 0.1-20µl Biopur, 5 racks of 96 tips | 209
0030075021 | epTIPS Racks 2-200µl Biopur, 5 racks of 96 tips | 196
0030075048 | epTIPS Racks 20-300µl Biopur, 5 racks of 96 tips | 196
0030075064 | epTIPS Racks 50-1000ul Biopur, 5 racks of 96 tips | 196
0030075080 | epTIPS Racks 50-1250µl Biopur 5 racks of 96 tips | 196
0030075102 | epTIPS Racks 500-2500µl Biopur 5 racks of 48 tips | 174
0030075129 | epTIPS Racks 50-1250µl L, Biopur (sterile), 5 racks of 96 tips = 480 tips | 199
0030075145 | epTIPS Racks 1-10ml Biopur, 5 racks of 24 tips | 233
0030077385 | Sample, 1 rack ep Dualfilter TIPS 50-1000µl | 23.7
0030077393 | Sample, assortment of 8 ep Dualfilter TIPS | 6.7
0030077504 | ep Dualfilter TIPS 0,1-10µl S, sterile and PCR clean, 10 racks of 96 tips (960) | 628
0030077512 | ep Dualfilter TIPS 0,1-10µl M, sterile and PCR clean, 10 racks of 96 tips (960) | 628
0030077520 | ep Dualfilter TIPS 0,5-20µl L, sterile and PCR clean, 10 racks of 96 tips (960) | 599
0030077539 | ep Dualfilter TIPS 2-20µl, sterile and PCR clean, 10 racks of 96 tips (960) | 599
0030077547 | ep Dualfilter TIPS 2-100µl, sterile and PCR clean, 10 racks of 96 tips (960) | 599
0030077555 | ep Dualfilter TIPS 2-200µl, sterile and PCR clean, 10 racks of 96 tips (960) | 624
0030077563 | ep Dualfilter TIPS 20-300µl, sterile and PCR clean, 10 racks of 96 tips (960) | 599
0030077571 | ep Dualfilter TIPS 50-1000µl, sterile and PCR clean, 10 racks of 96 tips (960) | 649
0030077580 | ep Dualfilter TIPS 100-5000µl, sterile and PCR clean, 5 racks of 24 tips (120) | 326
0030077598 | ep Dualfilter TIPS 1-10ml, sterile and PCR clean, 100 tips individually wrapped | 269
0030077601 | ep Dualfilter TIPS 2-100µl, sterile and PCR clean, 1 rack of 96 tips - SAMPLE | 21.2
0030077610 | epTIPS LoRetention Dualfilter, PCR clean + sterile, 0,1-10µl S, 10 racks of 96 tips = 960 tips | 711
0030077628 | epTIPS LoRetention Dualfilter, PCR clean + steril, 0,5-20µl L 10 racks of 96 tips = 960 tips | 670
0030077636 | epTIPS LoRetention Dualfilter, PCR clean + steril, 20-300µl, 10 racks of 96 tips = 960 tips | 670
0030077644 | epTIPS LoRetention Dualfilter, PCR clean + sterile, 2-100µl S 10 racks of 96 tips = 960 tips | 670
0030077652 | epTIPS LoRetention Dualfilter, PCR clean + steril, 50-1000µl, 10 racks of 96 tips = 960 tips | 724
0030077660 | epTIPS LoRetention Dualfilter, Sample, 0,1-10µl S, 1 box of 96 tips | 23.7
0030077687 | epTIPS LoRetention Dualfilter, Sample, 2-100µl, 1 box of 96 tips | 23.7
0030077695 | ep Dualfilter TIPS 50-1250µl L PCR clean, sterile and pyrogen free, 1 rack of 96 tips-SAMPLE | 27
0030077709 | ep Dualfilter TIPS 50-1250µl L non-sterile, 1 bag of 8 tips - SAMPLE | 6.7
0030077750 | ep Dualfilter TIPS 50-1250µl L PCR clean, sterile and pyrogen free, 5 racks of 96 tips = 480 tips | 331
0030079345 | Macro Vis Cuvettes 300 nm- 900 nm Plastic cuvette for measurements in the Vis range, max. filling volume | 449
0030079353 | Semi-micro Vis Cuvettes 300 nm- 900 nm Plastic cuvette for measurements in the VIS range, max. filling volume 3,000 µL, | 478
0030089405 | Combitips advanced 0,1 mL (color code: white), 100 pcs. | 337
0030089413 | Combitips advanced 0,2 mL (color code: light blue), 100 pcs. | 337
0030089421 | Combitips advanced 0,5 mL (color code: purple), 100 pcs. | 337
0030089430 | Combitips advanced 1,0 mL (color code: yellow), 100 pcs. | 337
0030089448 | Combitips advanced 2,5 mL (color code: green), 100 pcs. | 337
0030089456 | Combitips advanced 5,0 mL (color code: blue), 100 pcs. | 337
0030089464 | Combitips advanced 10,0 mL (color code orange), 100 pcs. | 337
0030089472 | Combitips advanced 25,0 mL (color code: red), 100 pcs. | 399
0030089480 | Combitips advanced 50,0 mL (color code: light gray), 100 pcs. | 437
0030089618 | Combitips advanced® 0,1 mL (color code: white) biopur®, 100 pcs. | 624
0030089626 | Combitips advanced 0,2 mL (color code: light blue) biopur, 100 pcs. | 624
0030089634 | Combitips advanced 0,5 mL (color code: purple) biopur, 100 pcs. | 624
0030089642 | Combitips advanced 1,0 mL (color code: yellow) biopur, 100 pcs. | 624
0030089650 | Combitips advanced 2,5 mL (color code: green) biopur, 100 pcs. | 624
0030089669 | Combitips advanced 5,0 mL (color code: blue) biopur, 100 pcs. | 624
0030089677 | Combitips advanced 10,0 mL (color code orange) biopur, 100 pcs. | 624
0030089685 | Combitips advanced 25,0 mL (color code: red) biopur, 100 pcs. | 720
0030089693 | Combitips advanced 50,0 mL (color code: light grey) bio- pur, 100 pcs. | 782
0030089715 | Combitips advanced 25 mL- adapter, 1 pcs., red | 37.4
0030089723 | Combitips advanced 50 mL- adapter, 1 pcs., light gray | 37.4
0030089731 | Combitips advanced 25 mL- adapter, 7 pcs., red | 271
0030089740 | Combitips advanced 50 mL- adapter, 7 pcs., light gray, biopur | 271
0030089758 | Combitips advanced Rack for 8 Combitips (0,1 mL - 10 mL) | 131
0030089766 | Combitips advanced 0,1 mL (color code: white) PCR clean, 100 pcs. | 420
0030089774 | Combitips advanced 0,2 mL (color code: light blue) PCR clean, 100 pcs. | 420
0030089782 | Combitips advanced 0,5 mL (color code: purple) PCR clean, 100 pcs. | 420
0030089790 | Combitips advanced 1,0 mL (color code: yellow) PCR clean, 100 pcs. | 420
0030089804 | Combitips advanced 2,5 mL (color code: green) PCR clean, 100 pcs. | 420
0030089812 | Combitips advanced 5,0 mL (color code: blue) PCR clean, 100 pcs. | 420
0030089820 | Combitips advanced 10,0 mL (color code orange) PCR clean, 100 pcs. | 420
0030089839 | Combitips advanced 25,0 mL (color code: red) PCR clean, 100 pcs. | 495
0030089847 | Combitips advanced 50,0 mL (color code: light grey) PCR clean, 100 pcs. | 541
0030089910 | Combitips advanced sample bag, 15 pcs., with one each adapter 25 mL, 50 mL, red, light gray (= 4 pieces per bag) | 411
0030089936 | Combitips advanced assortment pack, contains 1 Combitp ad- vanced of each size and one 25 mL and one 50 mL adapter | 48.7
0030106300 | UVette, 80 cuvettes | 219
0030106318 | UVette routine pack, 2x100 pcs | 458
0030108035 | DNA LoBind tubes, 0,5ml, PCR clean, 250 pcs. | 94.4
0030108051 | DNA LoBind tubes, 1,5ml, PCR clean, 250 pcs. | 52
0030108078 | DNA LoBind tubes, 2,0ml, PCR clean, 250 pcs. | 62.8
0030108094 | Protein LoBind tubes, 0,5ml, PCR clean, 100 pcs. | 49.9
0030108116 | Protein LoBind tubes, 1,5ml, PCR clean, 100 pcs. | 38.3
0030108132 | Protein LoBind tubes, 2,0ml, PCR clean, 100 pcs. | 60.7
0030108302 | Eppendorf Protein LoBind Tubes® 5.0 mL, PCR clean, 100 pcs., 2 bags of 50 Tubes® each | 152
0030108310 | Eppendorf DNA LoBind Tubes® 5.0 mL, PCR clean, 200 pcs., 4 bags of 50 Tubes® each | 195
0030119380 | Eppendorf Tubes® 5.0 mL, Starter Pack, PCR clean, 400 Tubes, 2 Tube-Racks,8 adapters for rotors with bore for 15 mL | 508
0030119398 | Eppendorf Tubes® 5,0 mL, Sample, 50 bags of 2 tubes ea. | 349
0030119401 | Eppendorf Tubes® 5.0 mL, Eppendorf quality, 200 pcs., 2 bags of 100 Tubes® each | 144
0030119460 | Eppendorf Tubes® 5.0 mL, PCR clean, 200 pcs., 2 bags of 100 Tubes® each | 161
0030119479 | Eppendorf Tubes® 5.0 mL, Biopur, 50 pcs., individually packed tubes | 178
0030119487 | Eppendorf Tubes® 5.0 mL, Sterile, 200 pcs., 10 bags of 20 Tubes® each | 178
0030119495 | Tube Rack for Eppendorf Tubes® 5.0 mL, 2 pieces | 165
0030119509 | Tube Clip for Eppendorf Tubes® 5.0 mL, 10 pieces | 84.9
0030120086 | Safe-Lock micro test tubes, 1.5 ml, colourless, 1000 pcs. | 170
0030120094 | Safe-Lock micro test tubes, 2.0 ml, colourless, 1000 pcs. | 232
0030120159 | Safe-Lock micro test tubes 1.5 ml, yellow, 1000 pcs. | 238
0030120167 | Safe-Lock micro test tubes 1.5 ml, red, 1000 pcs. | 238
0030120175 | Safe-Lock micro test tubes 1.5 ml, blue, 1000 pcs. | 238
0030120183 | Safe-Lock micro test tubes, 1.5 ml, green, 1000 pcs. | 238
0030120191 | Safe-Lock micro test tubes, 1.5 ml, amber, 1000 pcs. | 254
0030120205 | Safe-Lock micro test tubes, 2.0 ml, yellow, 1000 pcs. | 316
0030120213 | Safe-Lock micro test tubes, 2.0 ml, red, 1000 pcs. | 316
0030120221 | Safe-Lock micro test tubes, 2.0 ml blue, 1000 pcs. | 316
0030120230 | Safe-Lock micro test tubes, 2.0 ml, green, 1000 pcs. | 316
0030120248 | Safe-Lock micro test tubes, 2.0 ml, amber, 1000 pcs. | 329
0030120973 | Micropestles, 10 pieces | 152
0030121023 | Safe-Lock micro test tubes, 0.5 ml, colourless, 500 pcs. | 168
0030121112 | Safe-Lock micro test-tubes 0.5 ml, yellow, 500 pcs. | 223
0030121120 | Safe-Lock micro test tubes, 0.5 ml, red, 500 pcs. | 223
0030121139 | Safe-Lock micro test tubes 0.5 ml, blue, 500 pcs. | 223
0030121147 | Safe-Lock micro test tubes 0.5 ml, green, 500 pcs. | 223
0030121155 | Safe-Lock micro test tubes 0.5 ml, amber, 500 pcs. | 238
0030121570 | Safe-Lock micro test tubes, 0.5 ml, Biopur, 50 pcs. individually sealed | 113
0030121589 | Safe-Lock micro test tubes, 1.5 ml, Biopur, 100 pcs. individually sealed | 116
0030121597 | Safe-Lock micro test tubes, 2.0 ml, Biopur, 100 pcs. individually sealed | 153
0030121686 | Safe-Lock micro test tubes 2.0 ml, assortment, 1000 pcs. | 245
0030121694 | Safe-Lock micro test tubes, 1.5 ml, assortment, 1000 pcs. | 178
0030121708 | Safe-Lock micro test tubes, 0.5ml, assortment, 500 pcs. | 178
0030123107 | Tube-rack for 0.5 ml test tubes | 106
0030123115 | Tube-Rack for 1.5-2.0 ml test tubes | 106
0030123301 | Safe-Lock micro test tubes, 0.5 ml, PCR clean, colourless, 500 pcs. | 178
0030123328 | Safe-Lock micro test tubes, 1.5 ml, PCR clean, colourless, 1000 pcs. | 178
0030123344 | Safe-Lock micro test tubes, 2.0 ml, PCR clean, colourless, 1000 pcs. | 243
0030124235 | Work trays, for 0,2 ml PCR Tubes, for 96 tubes, set of 10 | 208
0030124243 | Frame, for work tray, set of 5 (together with tray = rack) | 179
0030124332 | 0,2 ml PCR tubes, colourless, per 1,000 pcs. | 499
0030124359 | Eight-tube strip, for 0,2 ml PCR Tubes, pack of 120 (= 960 tubes) | 620
0030124537 | PCR tubes 0,5mL, colourless, 500 pcs. | 173
0030124545 | PCR Rack, 10 pcs. | 520
0030124804 | PCR Tube Strips 0,1mL, without caps, 10 x 12 strips | 470
0030124812 | PCR Tube Strips 0,1 mL and Cap Strips, domed, 120 pcs. each | 641
0030124820 | PCR Tube Strips 0,1 mL and Cap Strips, flat, 120 pcs. each | 686
0030124839 | Cap Strips, domed, 10 x 12 strips | 205
0030124847 | Cap Strips, flat, 10x12 strips | 259
0030125150 | Micro test tube 3810X, 1.5 ml colourless, 1000 pcs | 146
0030125177 | Micro test tube 3810X, 1.5 ml, blue, 1000 pcs. | 239
0030125185 | Micro test tube 3810X, 1.5 ml, green, 1000 pcs. | 239
0030125193 | Micro test tube 3810X, 1.5 ml, red, 1000 pcs. | 239
0030125207 | Micro test tube 3810X, 1.5 ml, yellow, 1000 pcs. | 239
0030125215 | Micro test tubes 3810X, PCR clean, colourless | 153
0030126505 | epMotion Reservoir 30 ml, 10x5 pcs. in bags, PCR clean | 595
0030126513 | epMotion Reservoir 100 ml, 10x5 pcs. in bags, PCR clean | 595
0030126530 | CycleLock starter set | 965
0030126548 | CycleLock mats, 5 pcs. | 249
0030127552 | Deepwell Mat 96, 1,2 ml, 50 pcs. | 557
0030127579 | Deepwell Mat 96, 2,2 ml, 50 pcs. | 557
0030127692 | Serol. pipet, 1 mL, individually wrapped, 4x200 pcs., sterile, free of detect DNA, RNase&DNase and pyrogens | 499
0030127706 | Serol. pipet, 2 mL, individually wrapped, 4x150 pcs., sterile, free of detect DNA, RNase&DNase and pyrogens | 416
0030127714 | Serol. pipet, 5 mL, individually wrapped, 4x100 pcs., sterile, free of detect DNA, RNase&DNase and pyrogens | 354
0030127722 | Serol. pipet, 10 mL, individually wrapped, 4x100 pcs., sterile, free of detect DNA, RNase&DNase and pyrogens | 395
0030127730 | Serol. pipet, 25 mL, individually wrapped, 4x50 pcs., sterile, free of detect DNA, RNase&DNase and pyrogens | 374
0030127749 | Serol. pipet, 50 mL, individually wrapped, 4x40 pcs., sterile, free of detect DNA, RNase&DNase and pyrogens | 874
0030127781 | PCR Film (self-adhesive), 100 pieces | 524
0030127790 | PCR Foil (self-adhesive), 100 pieces | 524
0030127811 | PCR Film (self-adhesive), 100 pcs. | 532
0030127838 | Heat Sealing film, 100 pcs. | 645
0030127854 | Heat Sealing foil, 100 pcs. | 449
0030127870 | Storage Film (self-adhesive), 100 pcs. | 478
0030127889 | Storage Foil (self-adhesive), 100 pcs. | 433
0030127927 | Heat Sealing film + foil, SAMPLES 3 + 3 pcs. | 9.2
0030127943 | Storage Box for Eppendorf Tubes® 5.0 mL, 2 pieces | 76.1
0030128338 | twin.tec PCR Plate 384, with barcode(s), def. color (wells colorless), 300 pcs. | #VALUE!
0030128460 | twin.tec PCR Plate 96, skirted with barcode(s), indiv. color (Wells colorless), 25 pcs. | 595
0030128478 | twin.tec PCR Plate 96,semi- skirted, with barcode(s), def. color (wells colorless),25 pcs | 599
0030128486 | twin.tec PCR Plate 384, with barcode(s), indiv. color (Wells colorless), 25 pcs. | 928
0030128508 | twin.tec PCR Plate 384, (Wells colorless) Colorless, 25 pcs. | 774
0030128516 | twin.tec PCR Plate 384 (Wells colorless) Yellow, 25 pcs. | 774
0030128524 | twin.tec. PCR Plate 384 (Wells colorless) Green, 25 pcs. | 774
0030128532 | twin.tec PCR Plate 384 (Wells colorless) Blue, 25 pcs. | 774
0030128540 | twin.tec PCR Plate 384 (Wells colorless) Red, 25 pcs. | 774
0030128575 | twin.tec PCR Plate 96, semi- skirted (Wells colorless) Colorless, 25 pcs. | 499
0030128583 | twin.tec PCR Plate 96, semi- skirted (Wells colorless) Yellow, 25 pcs. | 499
0030128591 | twin.tec PCR Plate 96, semi- skirted (Wells colorless) Green, 25 pcs. | 499
0030128605 | twin.tec PCR Plate 96, semi- skirted (Wells colorless) Blue, 25 pcs. | 499
0030128613 | twin.tec PCR Plate 96, semi- skirted (Wells colorless) Red, 25 pcs. | 499
0030128648 | twin.tec PCR Plate 96, skirted (Wells colorless) Colorless, 25 pcs. | 499
0030128656 | twin.tec PCR Plate 96, skirted (Wells colorless) Yellow, 25 pcs. | 499
0030128664 | twin.tec PCR Plate 96, skirted (Wells colorless) Green, 25 pcs. | 499
0030128672 | twin.tec PCR Plate 96, skirted (Wells colorless) Blue, 25 pcs. | 499
0030128680 | twin.tec PCR Plate 96, skirted (Wells colorless) Red, 25 pcs. | 499
0030128702 | twin.tec PCR Plate 96 skirted, with barcode(s), def. color (wells colorless), 300 pcs. | #VALUE!
0030128729 | twin.tec PCR plate 96, barcode side surface A, semi-skirted (wells colorless),white,25pcs. | 532
0030128761 | twin.tec PCR Plate 384 (Wells colorless) white, 25 pcs. | 774
0030128770 | twin.tec PCR Plate 96, skirted (Wells colorless) clear, 300 pcs. | #VALUE!
0030128788 | twin.tec PCR Plate 96, skirted (Wells colorless) yellow, 300 pcs. | #VALUE!
0030128796 | twin.tec PCR Plate 96, skirted (Wells colorless) green, 300 pcs. | #VALUE!
0030128800 | twin.tec PCR Plate 96, skirted (Wells black) Yellow, 25 pcs. | 499
0030128818 | twin.tec PCR Plate 384 (Wells black), Yellow, 25 pcs. | 790
0030128842 | twin.tec PCR Plate 96, skirted (Wells colorless) blue, 300 pcs. | #VALUE!
0030128850 | twin.tec PCR Plate 96, skirted (Wells colorless) red, 300 pcs. | #VALUE!
0030128869 | twin.tec PCR Plate 96, semi- skirted, (Wells colorless) clear, 300 pcs. | #VALUE!
0030128877 | twin.tec PCR Plate 96,semi- skirted, with barcode(s),def. color (wells colorless),300pcs | #VALUE!
0030128885 | twin.tec PCR Plate 384 (Wells colorless) orange, 300 pcs. | #VALUE!
0030128893 | twin.tec PCR Plate 384, (Wells colorless) Black, 300 pcs. | #VALUE!
0030128915 | Eppendorf twin.tec SAMPLE PCR Plate 96, skirted, varying colors, 1 pcs. | 6.7
0030128931 | twin.tec PCR Plate 384 (Wells colorless) colorless, 300 pcs. | #VALUE!
0030128940 | twin.tec PCR Plate 384 (Wells colorless) yellow, 300 pcs. | #VALUE!
0030128958 | twin.tec PCR Plate 384 (Wells colorless) green, 300 pcs. | #VALUE!
0030128966 | twin.tec PCR Plate 384 (Wells colorless) blue, 300 pcs. | #VALUE!
0030128974 | twin.tec PCR Plate 384 (Wells colorless) red, 300 pcs. | #VALUE!
0030128990 | twin.tec PCR Plate 96, skirted (colorless wells), custom-made yellow, 300 pcs. | #VALUE!
0030129300 | twin.tec microbiology PCR Plate 96, skirted, clear, 10 pcs. | 287
0030129318 | twin.tec microbiology PCR Plate 96, skirted, blue, 10 pcs. | 287
0030129326 | twin.tec microbiology PCR Plate 96, semi-skirted, clear, 10 pcs. | 287
0030129334 | twin.tec microbiology PCR Plate 96, semi-skirted, blue, 10 pcs. | 287
0030129342 | twin.tec microbiology PCR Plate 384, clear, 10 pcs. | 420
0030129350 | twin.tec microbiology PCR Plate 384, blau, 10 pcs. | 420
0030129369 | twin.tec microbiology PCR Plate 96, skirted, with bar- code(s), 10 pcs. | 313
0030129377 | twin.tec microbiology PCR Plate 96, semi-skirted, with barcode(s), 10 pcs. | 313
0030129385 | twin.tec microbiology PCR Plate 384, with barcode(s), 10 pcs. | 462
0030129504 | twin.tec PCR plate 96 LoBind, semi-skirted, clear, set of 25 | 549
0030129512 | twin.tec PCR plate 96 LoBind, skirted, clear, set of 25 | 549
0030129903 | twin.tec PCR plate 96 LoBind, skirted, sample | 6.7
0030129911 | twin.tec PCR plate 96 LoBind, semi-skirted, sample | 6.7
0030131517 | Eppendorf Plate Lid, PCR Clean 80 lids (5 x 16) | 420
0030131525 | Eppendorf Plate Lid, Sterile, 80 lids (5 x 16) | 528
0030132106 | twin.tec real-time PCR Plate 96, SAMPLE, semi-skirted varying colors, 1 piece | 7.5
0030132505 | twin.tec real-time PCR Plate 96, skirted (Wells white) Blue, 25 pcs. | 599
0030132513 | twin.tec real-time PCR Plate 96, skirted (Wells white) White, 25 pcs. | 599
0030132521 | twin.tec real-time PCR Plate 96, skirted (Wells white) Black, 25 pcs. | 599
0030132530 | twin.tec real-time PCR Plate 96, semi-skirted (Wells white) Blue, 25 pcs. | 599
0030132548 | twin.tec real-time PCR Plate 96, semi-skirted (Wells white) White, 25 pcs. | 599
0030132556 | twin.tec real-time PCR Plate 96, semi-skirted (Wells white) Black, 25 pcs. | 599
0030132700 | twin.tec real-time PCR Plate 96, unskirted, low profile, white, 20 pcs. | 381
0030132718 | twin.tec real-time PCR Plate 96, unskirted, low profile, blue, 20 pcs. | 381
0030132726 | twin.tec real-time PCR Plate 96, unskirted, low profile, black, 20 pcs. | 381
0030132734 | twin.tec real-time PCR Plate 384, White, 25 pcs. | 836
0030132742 | twin.tec real-time PCR Plate 384, Blue, 25 pcs. | 836
0030132750 | twin.tec real-time PCR Plate 384, Black, 25 pcs. | 836
0030132874 | Masterclear Cap Strips, 10x 12 = 120 pcs. | 348
0030132882 | real-time PCR Tube Strips, 10x 12 = 120 pcs. | 574
0030132890 | Masterclear Cap Strips and real-time PCR Tube Strips, 10x 12 = 120 pcs. each | 907
0030132947 | Masterclear real-time PCR Film (self-adhesive), 100 pieces | 957
0030133307 | twin.tec PCR Plate 96, un- skirted, low profile, clear, 20 pcs. | 318
0030133315 | twin.tec PCR Plate 96, un- skirted, low profile, yellow, 20 pcs. | 318
0030133323 | twin.tec PCR Plate 96, un- skirted, low profile, green, 20 pcs. | 318
0030133331 | twin.tec PCR Plate 96, un- skirted, low profile, blue, 20 pcs. | 318
0030133340 | twin.tec PCR Plate 96, un- skirted, low profile, red, 20 pcs. | 318
0030133358 | twin.tec PCR Plate 96, un- skirted, low profile, clear, divisible, 20 pcs. | 578
0030133366 | twin.tec PCR Plate 96, un- skirted, clear (250µL), 20 pcs | 318
0030133374 | twin.tec PCR Plate 96, un- skirted, clear (250µL), di- visible, 20 pcs | 578
0030133382 | twin.tec PCR Plate 96, un- skirted, low profile, blue, divisible, 20 pcs. | 578
0030133390 | twin.tec PCR Plate 96, un- skirted, blue (250µL), 20 pcs. | 318
0030133404 | twin.tec PCR Plate 96, un- skirted, blue (250µL), di- visible, 20 pcs | 578
0030133412 | twin.tec Adapter for PCR Plate unskirted, for LC 481 | 711
0030450000 | MagSep Tissue gDNA kit, rea- gent kit for DNA purification from 4 x 24 tissue samples | 2009
0030451007 | MagSep Blood gDNA kit, reagent kit for DNA purification from 4 x 24 blood samples | 1610
0030452003 | MagSep Viral DNA/RNA kit, kit for viral DNA/RNA purification of 4 x 24 samples | 1830
0030501101 | Deepwell plate 96/500µl, Regular package, Standard, White, 40 plates (5 bags of 8) | 1198
0030501110 | Deepwell plate 96/500µl, Regular package, Standard, Yellow, 40 plates (5 bags of 8) | 1198
0030501136 | Deepwell plate 96/500µl, Regular package, Standard, Green, 40 plates (5 bags of 8) | 1198
0030501144 | Deepwell plate 96/500µl, Regular package, Standard, Blue, 40 plates (5 bags of 8) | 1198
0030501209 | Deepwell plate 96/1000µl, Regular package, Standard, White, 20 plates (5 bags of 4) | 549
0030501217 | Deepwell plate 96/1000µl, Regular package, Standard, Yellow, 20 plates (5 bags of 4) | 549
0030501233 | Deepwell plate 96/1000µl, Regular package, Standard, Green, 20 plates (5 bags of 4) | 549
0030501241 | Deepwell plate 96/1000µl, Regular package, Standard, Blue, 20 plates (5 bags of 4) | 549
0030501306 | Deepwell plate 96/2000µl, Regular package, Standard, White, 20 plates (5 bags of 4) | 645
0030501314 | Deepwell plate 96/2000µl, Regular package, Standard, Yellow, 20 plates (5 bags of 4) | 645
0030501330 | Deepwell plate 96/2000µl, Regular package, Standard, Green, 20 plates (5 bags of 4) | 645
0030501349 | Deepwell plate 96/2000µl, Regular package, Standard, Blue, 20 plates (5 bags of 4) | 645
0030502108 | Deepwell plate 96/500µl, Regular package, Sterile, White, 40 plates (5 bags of 8) | 1385
0030502116 | Deepwell plate 96/500µl, Regular package, Sterile, Yellow, 40 plates (5 bags of 8) | 1385
0030502132 | Deepwell plate 96/500µl, Regular package, Sterile, Green, 40 plates (5 bags of 8) | 1385
0030502140 | Deepwell plate 96/500µl, Regular package, Sterile, Blue, 40 plates (5 bags of 8) | 1385
0030502205 | Deepwell plate 96/1000µl, Regular package, Sterile, White, 20 plates (5 bags of 4) | 632
0030502213 | Deepwell plate 96/1000µl, Regular package, Sterile, Yellow, 20 plates (5 bags of 4) | 632
0030502230 | Deepwell plate 96/1000µl, Regular package, Sterile, Green, 20 plates (5 bags of 4) | 632
0030502248 | Deepwell plate 96/1000µl, Regular package, Sterile, Bue, 20 plates (5 bags of 4) | 632
0030502302 | Deepwell plate 96/2000µl, Regular package, Sterile, White, 20 plates (5 bags of 4) | 749
0030502310 | Deepwell plate 96/2000µl, Regular package, Sterile, Yellow, 20 plates (5 bags of 4) | 749
0030502337 | Deepwell plate 96/2000µl, Regular package, Sterile, Green, 20 plates (5 bags of 4) | 749
0030502345 | Deepwell plate 96/2000µl, Regular package, Sterile, Blue, 20 plates (5 bags of 4) | 749
0030503104 | Deepwell plate 96/500µl, Regular package, DNA LoBind White, 40 plates (5 bags of 8) | 1323
0030503147 | Deepwell plate 96/500µl, Regular package, DNA LoBind Blue, 40 plates (5 bags of 8) | 1323
0030503201 | Deepwell plate 96/1000µl, Regular package, DNA LoBind, White, 20 plates (5 bags of 4) | 607
0030503244 | Deepwell plate 96/1000µl, Regular package, DNA LoBind, Blue, 20 plates (5 bags of 4) | 607
0030504100 | Deepwell plate 96/500µl, Regular package,Protein LoBind White, 40 plates (5 bags of 8) | 2404
0030504119 | Deepwell plate 96/500µl, Regular package,Protein LoBind Yellow, 40 plates(5 bags of 8) | 2404
0030504208 | Deepwell plate 96/1000µl, Regular package,Protein LoBind White, 20 plates (5 bags of 4) | 1102
0030504216 | Deepwell plate 96/1000µl, Regular package,Protein LoBind Yellow, 20 plates (5 bags of 4) | 1102
0030504305 | Deepwell plate 96/2000µl, Regular package,Protein LoBind White, 20 plates (5 bags of 4) | 1298
0030505107 | Deepwell plate 96/500µl, Large package, Standard, White, 120 plates (10 bags of 12) | 3241
0030505204 | Deepwell plate 96/1000µl, Large package, Standard, White, 80 plates (10 bags of 8) | 1976
0030505301 | Deepwell plate 96/2000µl, Large package, Standard, White, 80 plates (10 bags of 8) | 2334
0030506103 | Deepwell plate 96/500µl, Large package, Sterile, White, 120 plates (10 bags of 12) | 3727
0030506200 | Deepwell plate 96/1000µl, Large package, Sterile, White, 80 plates (10 bags of 8) | 2271
0030506308 | Deepwell plate 96/2000µl, Large package, Sterile, White, 80 plates (10 bags of 8) | 2700
0030507100 | Deepwell plate 96/500µl, Large package, DNA LoBind, White, 120 plates (10 bags of 12) | 3582
0030507207 | Deepwell plate 96/1000µl, Large package, DNA LoBind, White, 80 plates (10 bags of 8) | 2172
0030508106 | Deepwell plate 96/500µl, Large package, Protein LoBind, White, 120 plates (10 bags of 12) | #VALUE!
0030508203 | Deepwell plate 96/1000µl, Large package, Protein LoBind, White, 80 plates (10 bags of 8) | 3956
0030509102 | Deepwell plate 96/500µl, with barcode(s), Standard, def. color (Wells colorless), 120 plates | 3607
0030509110 | Deepwell plate 96/500µl, with barcode(s), Sterile, def. color (Wells colorless), 120 plates | 4123
0030509129 | Deepwell plate 96/500µl, with barcode(s), DNA LoBind, def. color (Wells colorless), 120 plates | 3973
0030509137 | Deepwell plate 96/500µl, with barcode(s), Protein LoBind, def. color (Wells colorless), 120 plates | #VALUE!
0030509200 | Deepwell plate 96/1000µl, with barcode(s), Standard, def. color (Wells colorless), 80 plates | 2196
0030509218 | Deepwell plate 96/1000µl, with barcode(s), Sterile, def. color (Wells colorless), 80 plates | 2525
0030509226 | Deepwell plate 96/1000µl, with barcode(s), DNA LoBind, def. color (Wells colorless), 80 plates | 2413
0030509234 | Deepwell plate 96/1000µl, with barcode(s), Protein LoBind, def. color (Wells colorless), 80 plates | #VALUE!
0030509307 | Deepwell plate 96/2000µl, with barcode(s), Standard, def. color (Wells colorless), 80 plates | 2588
0030509315 | Deepwell plate 96/2000µl, with barcode(s), Sterile, def. color (Wells colorless), 80 plates | 3049
0030509331 | Deepwell plate 96/2000µl, with barcode(s), Protein LoBind, def. color (Wells colorless), 80 plates | #VALUE!
0030510100 | Deepwell plate 384/200µl, with barcode(s), Standard, def. color (Wells colorless), 120 plates | #VALUE!
0030510119 | Deepwell plate 384/200µl, with barcode(s), Sterile, def. color (Wells colorless), 120 plates | #VALUE!
0030510127 | Deepwell plate 384/200µl, with barcode(s), DNA LoBind, def. color (Wells colorless), 120 plates | #VALUE!
0030510135 | Deepwell plate 384/200µl, with barcode(s), Protein LoBind, def. color (Wells colorless), 120 plates | #VALUE!
0030521102 | Deepwell plate 384/200µl, Regular package, Standard, White, 40 plates (5 bags of 8) | 1352
0030522109 | Deepwell plate 384/200µl, Regular package, Sterile, White, 40 plates (5 bags of 8) | 1552
0030523105 | Deepwell plate 384/200µl, Regular package, DNA LoBind, White, 40 plates (5 bags of 8) | 1489
0030524101 | Deepwell plate 384/200µl, Regular package, Protein LoBind, White, 40 plates (5 bags of 8) | 2700
0030525108 | Deepwell plate 384/200µl, Large package, Standard,White, 120 plates (10 bags of 12) | 3648
0030526104 | Deepwell plate 384/200µl, Large package, Sterile,White, 120 plates (10 bags of 12) | #VALUE!
0030527100 | Deepwell plate 384/200µl, Large package, DNA LoBind, White, 120 plates (10 bags of 12) | 4019
0030528107 | Deepwell plate 384/200µl, Large package, Protein LoBind, White, 120 plates (10 bags of 12) | #VALUE!
0030601106 | Microplate 96/F-PP, clear wells, border color white, PCR clean, 80 plates (5x 16 pcs.) | 774
0030601203 | Microplate 96/U-PP, clear wells, border color white, PCR clean, 80 plates (5x 16 pcs.) | 774
0030601300 | Microplate 96/V-PP, clear wells, border color white, PCR clean, 80 plates (5x 16 pcs.) | 774
0030601475 | Microplate 96/F-PP, white wells, border color grey, PCR Clean, 80 plates (5 bags of 16) | 1077
0030601572 | Microplate 96/U-PP, white wells, border color grey, PCR clean, 80 plates (5x 16 pcs.) | 1077
0030601670 | Microplate 96/V-PP, white wells, border color grey, PCR clean, 80 plates (5x 16 pcs.) | 1077
0030601700 | Microplate 96/F-PP, black wells, border color white, PCR clean, 80 plates (5 bags of 16) | 1077
0030601807 | Microplate 96/U-PP, black wells, border color white, PCR clean, 80 plates (5x 16 pcs.) | 1077
0030601904 | Microplate 96/V-PP, black wells, border color white, PCR clean, 80 plates (5x 16 pcs.) | 1077
0030602102 | Microplate 96/F-PP, clear wells, border color white, sterile, 80 plates (5x 16 pcs.) | 886
0030602200 | Microplate 96/U-PP, clear wells, border color white, sterile, 80 plates (5x 16 pcs.) | 886
0030602307 | Microplate 96/V-PP, clear wells, border color white, sterile, 80 plates (5x 16 pcs.) | 886
0030603303 | Microplate 96/V-PP, DNA LoBind, clear wells, white border color, PCR clean, 80 plates (5 x 16 pcs.) | 836
0030605101 | Microplate 96/F-PP, clear wells, border color white, PCR clean, 240 plates (10x 24 pcs.) | 2080
0030605209 | Microplate 96/U-PP, clear wells, border color white, PCR clean, 240 plates (10x 24 pcs.) | 2080
0030605306 | Microplate 96/V-PP, clear wells, border color white, PCR clean, 240 plates (10x 24 pcs.) | 2080
0030605578 | Microplate 96/U-PP, white wells, border color grey, PCR clean, 240 plates (10x 24 pcs.) | 2908
0030605675 | Microplate 96/V-PP, white wells, border color grey, PCR clean, 240 plates (10x 24 pcs.) | 2908
0030605802 | Microplate 96/U-PP, black wells, border color white, PCR clean, 240 plates (10x 24 pcs.) | 2908
0030605900 | Microplate 96/V-PP, black wells, border color white, PCR clean, 240 plates (10x 24 pcs.) | 2908
0030606108 | Microplate 96/F-PP, clear wells, border color white, sterile, 240 plates (10x 24 pcs.) | 2392
0030606205 | Microplate 96/U-PP, clear wells, border color white, sterile, 240 plates (10x 24 pcs.) | 2392
0030606302 | Microplate 96/V-PP, clear wells, border color white, sterile, 240 plates (10x 24 pcs.) | 2392
0030609107 | Microplate 96/F-PP, with bar- code(s), PCR clean, def. color (Wells colorless), 80 plates | 861
0030609115 | Microplate 96/F-PP, with bar- code(s), Sterile, def. color (Wells colorless), 80 plates | 982
0030609204 | Microplate 96/U-PP, with bar- code(s), PCR clean, def. color (Wells colorless), 80 plates | 861
0030609212 | Microplate 96/U-PP, with bar- code(s), Sterile, def. color (Wells colorless), 80 plates | 982
0030609301 | Microplate 96/V-PP, with bar- code(s), PCR clean, def. color (Wells colorless), 80 plates | 861
0030609310 | Microplate 96/V-PP, with bar- code(s), Sterile, def. color (Wells colorless), 80 plates | 982
0030609506 | Microplate 96/U-PP, with bar- code(s), Sterile, def. color (Wells white), 80 plates | 1194
0030609603 | Microplate 96/V-PP, with bar- code(s), PCR clean, def. color (Wells white), 80 plates | 1194
0030609808 | Microplate 96/U-PP, with bar- code(s), PCR clean, def. color (Wells black), 80 plates | 1194
0030609905 | Microplate 96/V-PP, with bar- code(s), PCR clean, def. color (Wells black), 80 plates | 1194
0030610105 | Microplate 384/F-PP, with bar- code(s), PCR clean, def. color (Wells colorless), 80 plates | 2442
0030610113 | Microplate 384/F-PP, with bar- code(s), Sterile, def. color (Wells colorless), 80 plates | 2812
0030610300 | Microplate 384/V-PP, with bar- code(s), PCR clean, def. color (Wells colorless), 80 plates | 2442
0030610318 | Microplate 384/V-PP, with bar- code(s), Sterile, def. color (Wells colorless), 80 plates | 2812
0030610326 | Microplate 384/V-PP, with bar- code(s), DNA LoBind, def.color (Wells colorless), 80 plates | 2812
0030610334 | Microplate 384/V-PP, with bar- code(s), Protein LoBind, def. color (Wells colorless), 80 plates | #VALUE!
0030610601 | Microplate 384/V-PP, with bar- code(s), PCR clean, def. color (Wells white), 80 plates | 3420
0030610903 | Microplate 384/V-PP, with bar- code(s), PCR clean, def. color (Wells black), 80 plates | 3420
0030621107 | Microplate 384/F-PP, clear wells, border color white, PCR clean, 80 plates (5x 16 pcs.) | 1976
0030621301 | Microplate 384/V-PP, clear wells, border color white, PCR clean, 80 plates (5x 16 pcs.) | 1976
0030621670 | Microplate 384/V-PP, white wells, border color grey, PCR clean, 80 plates (5x 16 pcs.) | 2771
0030621700 | Microplate 384/F-PP, black wells, border color white, PCR clean, 80 plates (5 bags of 16) | 2771
0030621905 | Microplate 384/V-PP, black wells, border color white, PCR clean, 80 plates (5x 16 pcs.) | 2771
0030622103 | Microplate 384/F-PP, clear wells, border color white, sterile, 80 plates (5x 16 pcs.) | 2271
0030622308 | Microplate 384/V-PP, clear wells, border color white, sterile, 80 plates (5x 16 pcs.) | 2271
0030623304 | Microplate 384/V-PP, clear wells, border color white, DNA LoBind, PCR clean, 80 plates (5x 16 pcs.) | 2271
0030624300 | Microplate 384/V-PP, clear wells, border color white, Protein LoBind, PCR clean, 80 plates (5x 16 pcs.) | 3565
0030625102 | Microplate 384/F-PP, clear wells, border color white, PCR clean, 240 plates (10x 24 pcs.) | #VALUE!
0030625307 | Microplate 384/V-PP, clear wells, border color white, PCR clean, 240 plates (10x 24 pcs.) | #VALUE!
0030625676 | Microplate 384/V-PP, white wells, border color grey, PCR clean, 240 plates (10x 24 pcs.) | #VALUE!
0030625900 | Microplate 384/V-PP, black wells, border color white, PCR clean, 240 plates (10x 24 pcs.) | #VALUE!
0030626109 | Microplate 384/F-PP, clear wells, border color white, sterile, 240 plates (10x 24 pcs.) | #VALUE!
0030626303 | Microplate 384/V-PP, clear wells, border color white, sterile, 240 plates (10x 24 pcs.) | #VALUE!
0030627300 | Microplate 384/V-PP, clear wells, border color white, DNA LoBind, PCR clean, 240 plates (10x 24 pcs.) | #VALUE!
0030628306 | Microplate 384/V-PP, clear wells, border color white, Protein LoBind, PCR clean, 240 plates (10x 24 pcs.) | #VALUE!
0030730020 | Microplate VIS, 96/F-PS, clear wells, PCR clean, 40 plates (4 bags of 10) | 250
0030741013 | Cell Imaging Plate, 96well, flat bottom, TC treated,black/ clear, with lid, individually wrapped, 20 per case | 998
0030741048 | Microplate UV-VIS, 96/F, clear wells, PCR clean, 40 plates (4 bags of 10) | 1830
0050600015 | Basic service fix volume pipette | 99.4
0050600017 | Standard service fixed-volume pipette | 210
0050600025 | Premium service fixed-volume pipette | 309
0050600033 | Premium service 12-channel pipette | 1073
0050600071 | Basic service adjustable pipette or dispenser | 121
0050600076 | Standard service adjustable pipette or dispenser | 267
0050600084 | Premium service adjustable pipette or dispenser | 437
0050600092 | Premium service 8-channel pipette | 795
0050600116 | Basic service 8-channel pipette | 267
0050600122 | Standard service 8-channel pipette | 624
0050600128 | Basic service 12-channel pipette | 364
0050600130 | Standard service 12-channel pipette | 886
0050600230 | ISO 17025 (DAkks/COFRAC/SCS) calibration certificate single channel | 90.3
0050600240 | ISO 17025 (DAkks/ÖKD/SCS/ NABL/COFRAC) calibration certificate multi channel | 344
0050600255 | Inspection/calibration single channel tool | 537
0050600259 | Inspection/calibration 8-channel tool | 1340
0050600263 | Rental item singlechannel tool | 724
0050600267 | Rental item 8-channel tool | 1452
0055000314 | Pressure measuring device (CellTech) | #VALUE!
0055000360 | Adjustment of Temperature Verification System - Single- Well | 1394
0056000003 | Temperature Verification System USB - Single channel, measuring device without temperature sensor | #VALUE!
0056001000 | Temperature sensor for Tempe- rature Verification System USB - Single channel 96 Well | 3636
0056002006 | Temperature sensor for Tempe- rature Verification System USB - Single channel 384 Well | 3195
0082000000 | Calibration ISO 17025 fix volume Pip. | 254
0082000001 | Calibration ISO 17025 adjustable Pip. | 296
0082000002 | Calibration ISO 17025 4/8 multi-channel Pip. | 740
0082000003 | Calibration ISO 17025 12 multi-channel Pip. | 973
0082010001 | Micromanipulator group 4 maintenance | 458
0082010002 | Micromanipulator goup 4 Operational Qualification (OQ) | 811
0082120000 | ETC Liquid Handling Training BASIC - incl. 4 participants | 2288
0082120001 | ETC Liquid Handling Training ADVANCED - inkl. 4 Teilnehmer | 2912
0082120002 | ETC Liquid Handling Training PLUS PAKET - per participant | 146
0082120003 | ETC Liquid Handling Training BASIC - per additional parti- cipant | 333
0082120004 | ETC Liquid Handling Training ADVANCED - per additional participant | 395
0110000464 | Butterfly Screw M8x25 DIN316- GT-Zn | 4.2
0110000863 | Cross head screw M6x16 | 4.6
0110000960 | Screw 4x25 for front panel | 0.21
0110000995 | Phillips screw for lid, 50x40 | 2.1
0110001134 | Phillips screw for lid, 50x16 | 0.71
0110001142 | Phillips screw for lid, 50x50 | 1.5
0110200331 | Washer | 0.46
0112101039 | Cardboard box for 5417R | 29.1
0112101969 | Foam ring for 5415D (for transport purposes) | 68.2
0113000090 | Clevis for damper | 8.7
0113000104 | Bolt for clevis end | 15.4
0113000430 | Buffer A 15x30 55Shore | 24.1
0113001038 | Angle connection rotor- chamber - vacuum-pump | 124
0113001089 | Sealing Ring | 116
0113001240 | Plug for lid 5301, 3 pcs. | 44.9
0113001410 | Clamping element for front panel | 1.2
0113001470 | Condenser | 499
0113001569 | Plastic cover for front panel | 1.5
0113001607 | Plastic cover f. emerg. lid release | 1.5
0113001690 | Vent cap ground plate | 5
0113001755 | Intermediate ring for suction foot | 32.4
0113001828 | Injection valve | 243
0113002042 | O-ring | 2.2
0113200111 | Mains cable 230 V EURO | 60.7
0113200170 | Plug 10A 250V | 92.8
0113200189 | Fuse holder for socket (230V Vers.) | 17.9
0113200570 | Reed sensor type 59145-010 | 34.5
0113200693 | Plug 10A/250V (115V) | 47
0113200740 | Fan 115V | 441
0113200812 | Mains switch 16A (230V Vers.) | 55.7
0113200863 | Mains cable 120 V USA | 86.5
0113201207 | Brake resistor 230V (2 resistors required) | 64.9
0113201525 | Fuse, 8 A T | 2.6
0113201614 | Solenoid valve at rotorchamber | 360
0113201673 | Mains power input module | 168
0113201835 | Solenoid valve | 109
0113202130 | Solenoid for lid lock | 227
0113202190 | Condenser | 303
0113202203 | Jumper for fuse | 19.1
0113202270 | Fuse 12, 0A MT, 19341 UL | 8.7
0113202483 | Sensor holder for temp. sensor | 37.9
0113202653 | Nut for sensor holder | 19.1
0113202718 | Solenoid for cooling air supply | 208
0113202785 | Brake resistor 115V (2 resistors required) | 84
0113202866 | Converter 115 V | 1864
0113202874 | Converter, 230V | 1731
0113202882 | Centrifuge motor, 230 V | 828
0113202890 | Centrifuge motor 115V | 828
0113202963 | Mains switch | 16.6
0113203056 | IEC chassis-mounted mains plug | 32
0113203188 | Starting relay | 234
0113203196 | Starting capacitor | 305
0113203307 | Actuator for Short-spin button | 3.1
0113203722 | Mains cable 120 V USA | 59.9
0113203900 | Compressor FR 11GX, 230 V | 2172
0113203994 | Fuse, 700 time-lag, for PCB 120 volt | 37.4
0113204052 | Compressor SC18GX 230V | 1693
0113204680 | Mains cable 230 V, GB | 67.4
0113204699 | Mains cable 230 V, AU | 78.2
0113205105 | Mains cable 230V - AR | 67.8
015-505 | MICROGALAXY CONTROL PCB | 2068
015-507L | MICROGALAXY DOOR ASSEMBLY LH | 4114
015-507R | MICROGALAXY DOOR ASSEMBLY RH | 4148
015-512 | TOPCOVER MICROGALAXY (015-700) | 557
015-520 | CONTROL PCB WITH O2 EXPANSION BOARD | 2746
015-522 | CO2 VALVE ASSEMBLY - 230V | 682
015-523 | N2 VALVE ASSEMBLY - 115V | 682
015-524 | N2 VALVE ASSEMBLY - 230V | 682
015-525 | MICROGALAXY KEYPAD OVERLAY | 428
015-526 | INNOVA CO-14 KEYPAD OVERLAY (M1314) | 397
015-702 | CO2 SEMSOR WITH EPROM | 1602
015-720RRF | RS232 PORT (RH) | 973
015-722RF-CO | INNER GLASS DOOR L/H | 1040
015-723LRF-CO | BMS RELAY CONTACT ALARM L/H R/F | 1057
050-202 | CONTROL PCB INNOVA 48 | 327
050-203 | TOP COVER AND OVERLAY | 1098
050-206 | TOP COVER AND MEMBRANE KEYPAD | 1044
050-208 | MiniGalaxy Door Assy - LH, Non High Temp | 3432
050-216 | MiniGalaxy A Door Assy High Temp - LH | #VALUE!
050-219-CO | EPROM, Innova CO-48 (M1300) | 234
050-225 | Mini Galaxy E Keypad Overlay | 441
050-226 | Mini Galaxy A Membrane Keypad | 524
050-226-CO | CO-48 Membrane Keypad, CO-48 (M1300) | 820
050-228 | EPROM, MiniGalaxy E (050-600) | 234
050-230 | MiniGalaxy E Control PCB | 1556
050-231 | MiniGalaxy A Control PCB -Non High Temp | 2924
050-231HT | MINI GALAXY A CONTROL PCB FOR HIGH TEMP | 2729
050-231HT-CO | CO-48 CONTROL PCB FOR HIGH TEMP | 3153
050-241 | MiniGalaxy Door Assy - RH, Non High Temp | 4106
050-242 | MiniGalaxy A, Door Assy High Temp - RH | #VALUE!
050-244 | MiniGalaxy High Temp Viewing Door Assy | 1739
050-246 | MiniGalaxy Non Hi-Temp Viewing Door Assy | 1090
050-702A | CO2 Sensor with EPROM | 1602
050-702E | CO2 Sensor with EPROM | 1602
050-805 | CO2 Valve Assembly - 24V DC | 682
050-806 | CO2 Valve Assembly - 115V | 682
050-807 | CO2 Valve Assembly - 230V | 682
050-808 | N2 Valve Assembly - 24V DC | 682
050-809 | RH Measurement Sensor, Capacitive (Non-HAT) | 1040
14S2300201_B02 | GALAXY CO-14S, 230V, 50/60Hz with Single Glass Inner Door | #VALUE!
150-125 | Add'l Shelf Copper, Perf. For Wire Shelf | 799
150-420R | RS232 Port Retrofit Kit | 369
150-503 | Chamber Seal Repair Kit (Inner Glass) | 487
150-518 | Screw in Feet (Pk of 4) | 226
150-702 | CO2 Sensor with EPROM | 1872
150-777 | Outer Door Seal | 1044
150-804 | CONTROL PCB CO-150 | 1855
150-804-CO | CO-150 CONTROL PCB - NEW | 1527
150-805L | Glass Door Assembly (LH) | 1165
150-811 | EPROM, Galaxy B | 234
150-823 | Galaxy B Keypad Overlay | 445
150-824 | Keypad Overlay, CO-150 | 474
150-825 | BMS Relay Contact Alarm, Retro-fit | 545
170-020RPRF | RS232 Port Retrofit Kit | 578
170-022PRF | 4 Inner Door Option (RH) | 2675
170-023RF | BMS Relay Contact Alarm | 553
170-025PRF | 8 Inner Glass Door System | #VALUE!
170-035PR | Single Inner Glass Door System (RH) | 1485
170-107 | Large Humidity Tray (achieve higher RH) | 1052
170-132 | T' PIECE, CO2 SUPPLY LINE PK3 | 462
170-136 | Wire Shelf Racks | 878
170-145P | Additional Copper Shelf (Perforated) | 1227
170-220-COP | RS232 Port Retrofit Kit, Excella CO-170 | 578
170-220RF | RS232 Port Retrofit Kit | 578
170-220RP | RS232 Port Retrofit Kit | 578
170-408 | Chamber Temperature Sensor (PT100) | 1052
170-447 | 3 Door Frame Thumbscrew, Galaxy (170-001) | 295
170-501 | CO2 Valve Assembly - 24V DC | 682
170-502 | Power Supply Board | 990
170-515 | Humidity Tray | 1323
170-525 | Pot Trimmer for Galaxy Standar | 208
170-557 | Deflector Plate | 512
170-564 | Chamber Circulation Fan 110/230V AC | 1044
170-565 | 3 Door Hinge Block Set | 453
170-581 | N2 Valve Assembly - 24V DC | 682
170-585 | Transformer for cooled incubator | 1032
170-586 | Bridge rectifier for cooled incubator | 327
170-588 | O2 Valve Assembly - 24V DC | 815
170-592 | Fan for Cooled Incubator 24VDC | 878
170-609 | Glass Door Assembly (RH) | 1510
170-615 | Galaxy S Control PCB,for all non-hi temp models | 1502
170-615HT | Galaxy S Control PCB,for all high temp | 1855
170-700 | CONTROL PCB CO-170 | 3153
170-700C | Main PCB Galaxy R, Cooled | 2733
170-700CO2 | Main PCB Galaxy R, Cooled, O2 | 2692
170-702R | Galaxy R CO2 Sensor | 1306
170-702S | Galaxy S CO2 Sensor | 1306
170-704 | Galaxy R Membrane Keypad | 857
170-705 | Display (Complete with inverte | 1564
170-705-CO | LCD Display (Complete with Inverter) | 1294
170-705P-CO | LCD Display (Complete with Inverter) | 1177
170-705P-WIK | Galaxy R Plus Display & Invert | 2097
170-707 | R Eprom | 272
170-707-CO | CO-170 Eprom | 234
170-711 | Transformer Assembly - 230V | 849
170-712 | Transformer Assembly - 110V | 811
170-726 | O2 Control PCB | 1044
170-732 | 3 DOOR SCREW LOCK | 470
170-733 | COOLED CIRCULATION FAN MOTOR | 462
170-739 | V RING SEAL AND SHAFT ADAPTOR | 409
170-745 | GALAXY R USER MANUAL | 327
170-745-CO | INNOVA CO-170 USER MANUAL | 327
170-753 | 3 DOOR FRAME MAGNET CONVERSION KIT | 545
170-764 | GLASS DOOR HANDLE (SELF ADHESIVE) | 346
170-770 | EPROM, GALAXY S | 234
170-777 | OUTER DOOR SEAL GALAXY S | 1144
170-777-CO | OUTER DOOR SEAL | 1269
170-786 | HARNESS FROM DISPLAY TO CONTROL PCB | 503
170-786P | HARNESS DISPLAY TO CONTROL PCB | 711
170-801 | CO2 VALVE ASSEMBLY - 230V, GALAXY S | 724
170-806 | CO2 VALVE ASSEMBLY - 110V, GALAXY S | 682
170-811P | Galaxy R+ Keypad Overlay | 849
170-812P | GALAXY R PLUS CONTORL PCB FOR ALL NON HIGH TEMP MODELS | 2583
170-814P | Galaxy R PLUS Control PCB for all High TEMP MODELS | 3016
170-816P | Galaxy S PLUS KEYPAD OVERLAY | 424
170-816P-CO | EXCELLA ECO-170 KEYPAD OVERLAY | 412
170-817P-CO | Excella ECO-170 Control PCB | 1285
170-817P-CO-WK | EXCELLA ECO-170 CONT.PCB W/KEYPAD | 1385
170-817P-WK | Galaxy S Plus Control PCB w/ keypad | 1685
170-819P-CO | Excella ECO-170 Control PCB, Hi Temp | 1285
170-819P-CO-WK | EXCELLA ECO-170 CONT.PCB HT W/KEYPAD | 1385
170-819P-WK | Galaxy S Plus Control PCB for High Temp Models with Keypad | 1527
170-821P | Galaxy B Plus Keypad Overlay | 483
170-822P-WK | Galaxy B Plus Control PCB w/ keypad overlay | 1377
170-824P | Replacement Glass Door Handle Assy | 445
170-827P | EPROM, Galaxy R+ | 253
170-840P | Galaxy B Plus Outer Door Assy (RH), 220/240V | #VALUE!
170-840PL | Galaxy B Plus Outer Door Assy (LH), 220/240V | #VALUE!
170-842P | Chamber Seal Repair Kit,No Inner Door,RH | 491
170-843P | Chamber Seal Repair Kit,Single Inner Door, RH | 420
170-844P | Chamber Seal Repair Kit,4 Inner Door, RH | 537
170-845P | Chamber Seal Repair Kit,8 Inner Door,RH | 636
170-863P | Door Magnet Kit | 328
170-865P | O2 Option Rear Cover Plug | 894
170-874-115 | Galaxy R Control PCB Hi Temp for 115V models | 3586
170-897 | Peltier Module for Cooled | 986
170-898 | 6 Pin Connector for BMS Relay Contact Alarm Retrofit Kit for Galaxy Incubators | 264
170-902 | Back Light for Hitachi LCD Dis | #VALUE!
170-903 | Back Light for LCD Display | 1098
170-905 | Innova CO-170 (M1306) User Manual | 374
170-906 | Excella ECO-170 User Manual | 374
170-907 | Galaxy B Plus Service Manual | 374
170-908 | Galaxy S Plus Service Manual | 374
170-909 | Excella Service Manual | 374
170-912 | EPROM, Innova CO-170 (M1306) | 272
170-915 | Galaxy S Keypad Overlay | 503
170-928 | Excella ECO170 Outer Door Non-HT 220/240 | #VALUE!
170-930 | INNER DOOR MAGNETIC CATCH CAPTON TAPE | 641
170-942 | BMS RELAY CONTACT ALARM, RETRO-FIT | 478
170-944 | Humidity Tray Water Level Sensor | 1789
170-945 | Humidity Tray Water Level Sensor | 1564
170-946 | RH Measurement Sensor, Probe for HT | #VALUE!
170-947 | CHAMBER ELEMENT SENSOR (THERMISTOR) GALAXY B(170-400), GALAXY R (170-300, GALAXY S(170-200), MINIAGLAXY A(050-500) MINIGALAXY E (050-600), MIROCGALAXY(015-700) | 352
170-948 | CHAMBER ELEMENT SENSOR (THERMISTOR) GALAXY B+ (170-400P) GALAXY S+(170-200P), GALAXY R+ (170-300P) | 352
170-949 | CHAMBER ELEMENT SENSOR (THERMISTOR) CO-150(M1310) INNOVA CO170 (M1305) | 352
170-950 | CHAMBER ELEMENT SENSOR (THERMISTOR) INNOVA CO-170 (M1306) | 352
170-957RF | Access Port Kit 25mm | 537
170-962 | RH Measurement Sensor, Capacitive,non-HT | 1269
170-965 | COOLED CONTROL PCB GALAXY R (170-300) | 1319
170R230001_B01 | GALAXY CO-170R, 230V, 50/60Hz | #VALUE!
170R230001_B02 | GALAXY CO-170R, 230V, 50/60Hz | #VALUE!
170R230001_B34 | GALAXY CO-170R, 230V, 50/60Hz with Cooling System, 4 Split Inner Door, Humidity Package, Internal Power Receptacle, | #VALUE!
170R230001_B65 | GALAXY CO-170R, 230V, 50/60Hz with 4 Split Inner Door | #VALUE!
170R230001_B69 | GALAXY CO-170R, 230V, 50/60Hz with IP66 | #VALUE!
170R230001_B78 | GALAXY CO-170R 230V, 50/60Hz with Cooling System and Alarm Relays | #VALUE!
170R230021_B03 | GALAXY CO-170R, 230V, 50/60Hz with Cooling System | #VALUE!
170R230021_B04 | GALAXY CO-170R, 230V, 50/60Hz with 4 Split Inner Door | #VALUE!
170R230021_B05 | GALAXY CO-170R, 230V, 50/60Hz with 8 Split Inner Door | #VALUE!
170R230021_B06 | GALAXY CO-170R, 230V, 50/60Hz with Humidity Package | #VALUE!
170R230021_B123 | GALAXY CO-170R, 230V, 50/60Hz with Cooling System and 4 Split Inner Door | #VALUE!
170R230021_B124 | GALAXY CO-170R, 230V, 50/60Hz with Cooling System and 8 Split Inner Door | #VALUE!
170R230021_B174 | GALAXY CO-170R, 230V, 50/60Hz with 4 Split Inner Door and Alarm Relay Contacts | #VALUE!
170R230021_B191 | GALAXY CO-170R, 230V, 50/60Hz with 8 Split Inner Door and Copper Chamber | #VALUE!
170R230021_B192 | GALAXY CO-170R, 230V, 50/60Hz with 8 Split Inner Door and Alarm Relay Contacts | #VALUE!
170R230101_B01 | GALAXY CO-170R, High Temp Disinfection, 230V, 50/60Hz | #VALUE!
170R230101_B02 | GALAXY CO-170R, High Temp Disinfection, 230V, 50/60Hz | #VALUE!
170R230101_B102 | GALAXY CO-170R, High Temp Disinfection, 230V, 50/60Hz with 4 Split Inner Door and Humidity Alert Package | #VALUE!
170R230101_B12 | GALAXY CO-170R, High Temp Disinfection, 230V, 50/60Hz with 4 Split Inner Door | #VALUE!
170R230101_B66 | GALAXY CO-170R, High Temp Disinfection, 230V, 50/60Hz with 8 Split Inner Door | #VALUE!
170R230101_B67 | GALAXY CO-170R, High Temp Disinfection, 230V, 50/60Hz with Humidity Alert Package | #VALUE!
170R230121_B04 | GALAXY CO-170R, High Temp, 230V, 50/60Hz with 4 Split Inner Door | #VALUE!
170R230121_B05 | GALAXY CO-170R, High Temp, 230V, 50/60Hz with 8 Split Inner Door | #VALUE!
170R230121_B06 | GALAXY CO-170R, High Temp, 230V, 50/60Hz with Humidity Package | #VALUE!
170R230121_B08 | GALAXY CO-170R, High Temp, 230V, 50/60Hz, with Internal Power Receptacle | #VALUE!
170R230121_B170 | GALAXY CO-170R, High Temp, 230V, 50/60Hz with 4 Split Inner Door <(>&<)> Humidity Package | #VALUE!
170R230121_B173 | GALAXY CO-170R, High Temp, 230V, 50/60Hz with 4 Split Inner Door and Copper Chamber | #VALUE!
170R230121_B174 | GALAXY CO-170R, High Temp, 230V, 50/60Hz with 4 Split Inner Door and Alarm Relay Contacts | #VALUE!
170R230121_B192 | GALAXY CO-170R, High Temp, 230V, 50/60Hz with 8 Split Inner Door and Alarm Relay Contacts | #VALUE!
170R230121_B194 | GALAXY CO-170R, High Temp, 230V, 50/60Hz with 8 Split Inner Door, Humidity Package, and Internal Power Receptacle | #VALUE!
170R230121_B196 | GALAXY CO-170R, High Temp, 230V, 50/60Hz with Humidity Package and Alarm Relay Contacts | #VALUE!
170R230121_B215 | GALAXY CO-170R, High Temp, 230V, 50/60Hz with Humidity Package, Internal Power Receptacle, and Alarm Relay | #VALUE!
2223007026 | PCB Control 5417R / 115V | 2109
2223022807 | PCB Control 6122 (exchange) | #VALUE!
2223024249 | PCB Control 6124 (exchange) | #VALUE!
2223025016 | Exchange PCB Control | #VALUE!
2223028007 | PCB Control Pool Repair Par | 3482
2223031504 | Thermoblock, AT | 4127
2223032004 | Thermoblock, exchange | 2667
2223033000 | Exchange-Thermoblock for 5333 | #VALUE!
2223035062 | PCB Thermomixer Pool Repair Par | 1868
2223491076 | Exchange Ref.Vari 2-20µL 4910 000034 | 1044
2223496019 | Rep./Replacement Varispenser 0.5-2.5 ml (4960 000.019) | 508
2223496027 | Rep./Replacement Varispenser 1.0-5.0 ml (4960 000.027) | 508
2223496035 | Rep./Replacement Varispenser 2.0-10 ml (4960 000.035) | 508
2223496043 | Rep./Replacement Varispenser 5.0-25 ml (4960 000.043) | 657
2223496051 | Rep./Replacement Varispenser 10-50 ml (4960 000.051) | 699
2223496060 | Rep./Replacement Varispenser 20-100 ml (4960 000.060) | 961
2223496078 | Rep./Replacement Varispenser plus 0.5-2.5 ml (4961 000.012 | 595
2223496086 | Rep./Replacement Varispenser plus 1.0-5.0 ml (4961 000.020 | 595
2223496094 | Rep./Replacement Varispenser plus 2.0-10 ml (4961 000.039) | 595
2223496108 | Rep./Replacement Varispenser plus 5.0-25 ml (4961 000.047) | 795
2223496116 | Rep./Replacement Varispenser plus 10-50 ml (4961 000.055) | 849
2223496124 | Rep./Replacement Varispenser plus 20-100 ml (4961 000.063) | 1061
2223514416 | Exchange-Lower part 100-1000µl 8-channel | 961
2223514424 | Exchange-Lower part, 30-300µl, 8-channel | 961
2223514432 | Exchange-Lower part, 0,5-10µl, 12-channel | 1219
2223514440 | Exchange-Lower part, 10-100µl, 12-channel | 1219
2223514459 | Exchange-Lower part, 30-300ml, 12-channel | 1219
2223522605 | Grip EDOS 5222, exchange | 2771
2223560000 | Dispensing Unit Pool Repair Par | #VALUE!
2223570308 | Exchange 1-channel dispensing tool TS50, 1-50µl | #VALUE!
2223570316 | Exchange 1-channel dispensing tool TS300, 20-300µl | #VALUE!
2223570324 | Exchange 1-channel dispensing tool TS1000, 40-1000µl | #VALUE!
2223570332 | Exchange 8-channel dispensing tool TM50-8, 1-50µl | #VALUE!
2223570340 | Exchange 8-channel dispensing tool TM300-8, 20-300µl | #VALUE!
2223570359 | Exchange 8-channel dispensing tool TM1000-8, 40-1000µl | #VALUE!
2223581180 | Exchange-Control board 5188 | #VALUE!
2223581199 | Exchange-Control board 5181 | #VALUE!
2223581202 | Exchange-Control board 5183 | #VALUE!
2223581237 | Exchange- X-Y, Z module 5181 | #VALUE!
2223581245 | Exchange X-Y module | #VALUE!
2223581253 | Exchange Z module | #VALUE!
2223590015 | Exchange-Control unit | #VALUE!
2223631005 | Exchange Optical chassis | 886
2225002897 | Centrifuge 5430R, Knob, 230V/50-60Hz, incl. rotor FA-45-30-11 - Reconditioned device | #VALUE!
2225002900 | Centrifuge 5424R (refriger- ated), 230V/50-60Hz, foil keypad version, incl. rotor FA-45-24-11, aerosol-tight | #VALUE!
2225002927 | Centrifuge 5424R (refriger- ated), 230V/50-60Hz, foil keypad version, without rotor - Reconditioned device | #VALUE!
3110011031 | Nut for Lifting System | 3.2
3110011090 | Screw for lid | 9.2
3110015061 | Screw for blow-out | 2.8
3110042107 | Filling tube 100 | 0.5
3110052048 | Clamp 300 | 3.1
3110072014 | Cylinder 5000 | 25.8
3110110021 | Disassembling tool | 7.9
3110150015 | Ejector sleeve 200 µl | 26.2
3110806000 | Piston rod (for 500 - 5000 ul) | 36.2
3110810007 | Piston 0,1 - 2,5 ul | 62.4
3110813006 | Piston 10 - 100 ul | 51.6
3110814002 | Piston 20 - 200 ul | 51.6
3110815009 | Piston 100 - 1000 ul | 108
3110816005 | Piston 500 - 5000 ul | 128
3110817001 | Piston 0.5 - 10 ul | 67.4
3110818008 | Piston 2-20 ul | 54.5
3110826000 | Lifting spring, 500-5000 ul | 22.9
3110836006 | Cylinder mounting (for 500 - 5000 ul) | 31.6
3110844009 | Seal 20 - 200 ul, complete | 42.8
3110845005 | Seal 100 - 1000 ul, complete | 51.2
3110849000 | Lower housing 20- 200 µl | 133
3110850009 | Lower housing, complete 0,1 - 2,5 ul | 208
3110855000 | Lower housing 100-1000 µl | 133
3110856007 | Lower housing, complete 500 - 5000 ul | 240
3110857003 | Lower housing 0.5-10 ul (long) complete | 95.3
3110858000 | Lower housing 2-20 ul (long) complete | 95.3
3110859006 | Lower housing 10-100ul (long) complete | 124
3110860004 | Ejection sleeve for 0.1-2.5ul, 0.5-10ul, 2-20ul, 10-100ul | 25.8
3110861000 | Ejector sleeve | 26.2
3110863003 | Ejection sleeve 20- 200 µl | 26.2
3110865006 | Ejection sleeve 100 - 1000 ul | 26.2
3110866002 | Ejection sleeve 500 - 5000 µl | 26.2
3110872002 | Filling tube, long | 20
3110873009 | Filling tube | 19.6
3111011019 | Ejection button | 3.1
3111011043 | Button upper part, dark gray | 4.6
3111011116 | Ejector rod | 15
3111012074 | Lifting rod | 10.4
3111012082 | Stopper | 1.9
3111015014 | Piston holder | 2.4
3111021049 | Button upper part, light gray | 4.6
3111031044 | Button upper part, yellow | 4.6
3111061040 | Button upper part, blue | 4.6
3111062039 | Stopper 1000 µL, 5000 µL | 1.5
3111071046 | Button upper part, violet | 4.6
3111071119 | Ejector rod 5000 | 15
3111081041 | Cap turquoise/blue | 4.6
3111085063 | Cylinder 10 mL | 27.9
3111501016 | Mounting key | 10
3111601002 | Piston 10ml | 119
3111602009 | Cylinder support 10ml | 44.9
3111603005 | Lower part 10ml | 285
3111604001 | Locking device 10ml | 25
3111605008 | Ejector 10ml | 31.2
3111606004 | Filter 10ml (50 pcs.) | 114
3111607000 | Spring for stroke 2,5-100µl | 8.3
3111608007 | Lifting spring 200-1000 | 8.3
3111609003 | Piston holder (5 pcs.) | 17.5
3111610001 | Calibration seal, red, 5 pcs. | 27.9
3111801001 | Window 2,5 | 20.4
3111802008 | Window 10 | 20.4
3111803004 | Window 20 | 20.4
3111804000 | Window 100/200/300 | 20.4
3111805007 | Window 1000 | 20.4
3111806003 | Window 5000 | 20.4
3111815002 | Window 10ml | 26.2
3111816009 | Counter 2,5 | 116
3111817005 | Counter 10 | 116
3111818001 | Counter 20 | 116
3111819008 | Counter 100 | 116
3111820006 | Counter 200 | 116
3111823005 | Counter 10000 | 116
3111824001 | Introduction set 2,5-10 | 31.6
3111825008 | Introduction set 20-100 | 31.6
3111826004 | Introduction set 200-1000 | 31.6
3111827000 | Introduction set 5000 | 31.6
3111900158 | Operating instructions 3111 Research, 5lingual | 2.9
3111950406 | Box epResearch³ Pack | 21.6
3111950414 | Inlay epResearch³ Pack | 4.6
3112011020 | Window 3112 | 4.1
3112802001 | Counter fix volume | 113
3113004001 | PICASO software | 2005
3113081006 | Sartorius RC balance accessories, balance pan adapter, connecting cable | 820
3113081049 | Centering-ring Sartorius | 58.2
3113082002 | Mettler AT balance accessories balance pan adapter,connecting cable | 820
3113806000 | Vessel holder (set of 1x 15mm and 1x 24mm) | 140
3113807007 | Weighing vessel 24 mm (3 pcs.) | 92.8
3113808003 | Weighing vessel 15 mm (3 pcs.) | 77.4
3113809000 | Moisture trap, with lid | 1007
3114012024 | Lifting rod, multi-channel | 10.4
3114018014 | Tip holder, 8 channel 10 | 85.7
3114028010 | Tip holder, 12 channel 10 | 93.6
3114058016 | Tip holder, 8 channel 300 | 85.7
3114068011 | Tip holder, 12 channel 300 | 91.1
3114607001 | Adapter for fastening the Research multi-channel to older pipette stands | 43.7
3114608008 | Lower part, 0.5-10µl, 8-channel | 1331
3114609004 | Lower part, 0.5-10µl, 12-channel | 1693
3114610002 | Lower part, 10-100µl, 8-channel | 1331
3114611009 | Lower part, 10-100µl, 12-channel | 1693
3114612005 | Lower part, 30-300µl, 8-channel | 1331
3114613001 | Lower part, 30-300µl, 12-channel | 1693
3114801002 | Connection element 8-Ch | 237
3114802009 | Connection element 12-Ch | 271
3114808007 | Tip holder 10/ 8-channel | 520
3114809003 | Tip holder 10/12-channel | 686
3114810001 | Tip holder 100/ 8-channel | 346
3114811008 | Tip holder 100/12-channel | 474
3114812004 | Tip holder 300/ 8-channel | 307
3114813000 | Tip holder 300/12-channel | 412
3114814007 | Counter 300 | 191
3114815003 | Introduction set 10/ 8-channel | 398
3114816000 | Introduction set 10/12-channel | 516
3114817006 | Introduction set 100/ 8channel | 398
3114818002 | Introduction set 100/12channel | 516
3114819009 | Introduction set 300/ 8channel | 398
3114820007 | Introduction set 300/12channel | 516
3114821003 | Window 300 printed | 25.8
3115000003 | Pipette carousel for 6 pipettes | 474
3115000020 | Pipette holder for wall mounting | 75.7
3115600019 | Pipette holder for carousel (replacement) | 58.2
3120000011 | Research plus, adjustable 0,1- 2,5µl | 957
3120000020 | Research plus, adjustable 0,5- 10µl | 957
3120000038 | Research plus, adjustable 2- 20µl, yellow | 957
3120000046 | Research plus, adjustable 10- 100µl | 957
3120000054 | Research plus, adjustable 20- 200µl | 957
3120000062 | Research plus, adjustable 100- 1000µl | 957
3120000070 | Research plus, adjustable 500- 5000µl | 957
3120000089 | Research plus, adjustable 1000 -10000µl | 957
3120000097 | Research plus, adjustable 2- 20µl, grey | 957
3120000100 | Research plus, adjustable 30- 300µl | 957
3120000216 | Basic Pack Research plus, adjustable 0,1-2,5µl | 786
3120000224 | Basic Pack Research plus, adjustable 0,5-10µl | 786
3120000232 | Basic Pack Research plus, adjustable 2-20µl, yellow | 786
3120000240 | Basic Pack Research plus, adjustable 10-100µl | 786
3120000259 | Basic Pack Research plus, adjustable 20-200µl | 786
3120000267 | Basic Pack Research plus, adjustable 100-1000µl | 786
3120000275 | Basic Pack Research plus, adjustable 0,5-5ml | 786
3120000283 | Basic Pack Research plus, adjustable 1-10ml | 786
3120000291 | Basic Pack Research plus, adjustable 2-20µl, grey | 786
3120000305 | Basic Pack Research plus, adjustable 30-300µl | 786
3120000909 | Research plus 3-Pack, Option 1 (0,5-10µL/10-100µL/100-1000µL) | 2355
3120000917 | Research plus 3-Pack, Option 2 (2-20µL/20-200µL/100-1000µL) | 2355
3120000925 | Research plus 3-Pack, Option 3 (100-1000µL/0,5-5mL/1-10mL) | 2355
3120011080 | Ejector | 1.9
3120019006 | Adjusting cover | 3.4
3120046020 | Sealing ring, single- + multi- channel, 100 µL | 2.5
3120056025 | Sealing ring, single-channel, 200 µL | 2.5
3120066020 | Sealing ring, multi-channel, 1200 µL | 4.2
3120066047 | Sealing ring, single-channel, 1000 µL | 2.5
3120076026 | Sealing ring, single-channel, 5 mL | 4.2
3120086021 | Sealing ring, single-channel, 10 mL | 4.2
3120601007 | Piston mount | 17.1
3120602003 | Piston 2,5µl, color code: dark grey | 59.9
3120603000 | Piston 10µl, color code: medium grey | 59.9
3120604006 | Piston, adjustable: 2-20μl, fixed: 10-20μl; 20μl, color code: light grey or yellow | 52
3120605002 | Piston with seal and spring, adjustable: 10-100µl, fixed: 25µl, 50µl, 100µl; 100µl, color code: yellow | 49.5
3120606009 | Piston with seal and spring, adjustable: 20-200µl, fixed: 200µl; 200µl, color code: yellow | 49.5
3120607005 | Piston with seal and spring, adjustable: 30-300µl; 300µl, color code: orange | 49.5
3120608001 | Piston with seal and spring, adjustable: 100-1000µl, fixed: 200µl, 250µl, 500µl, 1000µl; 1000µl, color code: | 102
3120609008 | Piston spring for 2,5/10/20µl pistons, color code: dark grey or yellow | 15.4
3120610006 | Piston spring, adjustable: 10-100µl, fixed: 25µl, 50µl, 100µl for 100µl piston, color code: yellow | 15.4
3120611002 | Piston spring, adjustable: 20-200µl, fixed: 200µl for 200µl piston, color code: yellow | 15.4
3120612009 | Piston spring, adjustable: 30-300µl, fixed: 300µl for 300µl piston, color code: orange | 15.4
3120613005 | Lower part 2.5µl | 198
3120614001 | Lower part 10µl | 198
3120615008 | Lower part 20µl, light grey | 198
3120616004 | Lower part 20µl, yellow | 198
3120617000 | Lower part 100µl | 198
3120618007 | Lower part 200µl | 198
3120619003 | Lower part 300µl | 198
3120620001 | Lower part 1000µl | 198
3120621008 | Lower part 5ml | 253
3120622004 | Lower part 10ml | 253
3120623000 | Ejector sleeve 2.5µl | 25
3120624007 | Ejector sleeve 10µl | 25
3120625003 | Ejector sleeve 20µl | 25
3120626000 | Ejector sleeve 100µl | 25
3120627006 | Ejector sleeve 200µl, color code: yellow | 25
3120628002 | Ejector sleeve 300µl | 25
3120629009 | Ejector sleeve 1000µl | 25
3120630007 | Ejector sleeve 5ml | 38.7
3120631003 | Ejector sleeve 10ml | 38.7
3120632000 | Protection filter 5ml, color code: purple,1 set = 50 pieces | 69.9
3120633006 | Adjustment tool | 23.3
3120634002 | Key for opening 5ml and 10ml lower parts | 23.3
3120635009 | Locking ring | 11.2
3120636005 | Adjustment seal | 7.9
3120639004 | Safety plug tools for changing the factory adjustment, incl. pin for loosening the safety plug, 5 pcs. | 25.8
3120801006 | Safety plug, set of 20 | 17.9
3120802002 | Adjustment tool for fixed volume | 133
3120803009 | Service pliers | 206
3120804005 | Counter cover, variable, single-channel, 2.5 µL | 13.7
3120805001 | Lifting rod, variable, from 10 µL | 94.8
3120806008 | Lifting rod, variable, 2,5 µL - 10 µL | 94.8
3120807004 | Spindle unit, single-channel, 2,5 µL | 77.4
3120808000 | Counter for volume display, 2,5 µL, 20 µL, 200 µL, 300 µL | 64.1
3120810005 | Counter cover, variable, single-channel, 10 µL | 13.7
3120811001 | Spindle unit, single-channel, 10 µL | 81.5
3120812008 | Counter for volume display, 10 µL, 100 µL, 1000 µL, 10000 µL | 103
3120813004 | Counter cover, variable, single-channel, 20 µL, color code: yellow | 13.7
3120814000 | Spindle unit, single-channel, 20 µL, yellow | 81.5
3120815007 | Counter cover, variable, single-channel, 100/200 µL | 15.8
3120816003 | Spindle unit, single-channel, 100 µL | 81.5
3120817000 | Spindle unit, single-channel, 200 µL | 81.5
3120818006 | Counter cover, variable, single-channel, 1000 µL | 15.8
3120819002 | Spindle unit, single-channel, 1000 µL | 81.5
3120820000 | Counter cover, variable, single-channel, 5 mL | 15.8
3120821007 | Spindle unit, single-channel, 5 mL | 82.8
3120822003 | Counter for volume display, 5000 µL | 68.6
3120823000 | Counter cover, variable, single-channel, 10 mL | 15.8
3120824006 | Spindle unit, single-channel, 10 mL | 82.8
3120825002 | Counter cover, variable, single-channel, 20 µL, color code: gray | 15.8
3120826009 | Spindle unit, single-channel, 20 µL, light gray | 82.8
3120827005 | Repair kit ejector rod, con- sisting of: ejector rod, O-ring, silicone tube, compression spring | 16.2
3120828001 | Fixing tool, for adjusting the spindle unit | 186
3120829008 | Centering tool, for centering the compression spring | 332
3120830006 | Lower part with piston mount, piston and piston spring, tip cone and grey ejection carrier | 148
3121000015 | Research plus, fixed 10µl grey | 599
3121000023 | Research plus, fixed 10µl, yellow | 599
3121000031 | Research plus, fixed 20µl grey | 599
3121000040 | Research plus, fixed 20µl, yellow | 599
3121000058 | Research plus, fixed 25µl | 599
3121000066 | Research plus, fixed 50µl | 599
3121000074 | Research plus, fixed 100µl | 599
3121000082 | Research plus, fixed 200µl, yellow | 599
3121000090 | Research plus, fixed 200µl, blue | 599
3121000104 | Research plus, fixed 250µl | 599
3121000112 | Research plus, fixed 500µl | 599
3121000120 | Research plus, fixed 1000µl | 599
3121601000 | Ejector sleeve 25µl | 25.4
3121602007 | Ejector sleeve 50µl | 25.4
3121603003 | Ejector sleeve 200µl, color code: blue | 25.4
3121604000 | Ejector sleeve 250µl | 25.4
3121605006 | Ejector sleeve 500µl | 25.4
3121801000 | Counter cover, fixed, single- channel, 10 µL, color code: gray | 13.7
3121802006 | Lifting rod, fixed | 94.8
3121803002 | Spindle unit, single-channel, fixed | 77.4
3121804009 | Counter cover, fixed, single- channel, 10 µL, color code: yellow | 13.7
3121805005 | Counter cover, fixed, single- channel, 20 µL, color code: gray | 13.7
3121806001 | Counter cover, fixed, single- hannel, 20 µL, color code: yellow | 13.7
3121807008 | Counter cover, fixed, single- channel, 25 µL | 13.7
3121808004 | Counter cover, fixed, single- channel, 50 µL | 13.7
3121809000 | Counter cover, fixed, single- channel, 100 µL | 13.7
3121810009 | Counter cover, fixed, single- channel, 200 µL, color code: yellow | 13.7
3121811005 | Counter cover, fixed, single- channel, 200 µL, color code: blue | 13.7
3121812001 | Counter cover, fixed, single- channel, 250 µL | 13.7
3121813008 | Counter cover, fixed, single- channel, 500 µL | 13.7
3121814004 | Counter cover, fixed, single- channel, 1000 µL | 13.7
3122000019 | Research plus, 8-channel 0,5- 10µl | 2820
3122000027 | Research plus, 12-channel 0,5- 10µl | 3083
3122000035 | Research plus, 8-channel 10- 100µl | 2820
3122000043 | Research plus, 12-channel 10- 100µl | 3083
3122000051 | Research plus, 8-channel 30- 300µl | 2820
3122000060 | Research plus, 12-channel 30- 300µl | 3083
3122015091 | Sealing ring, multi-channel, 10 mL | 4.2
3122056022 | Sealing ring, single- + multi- channel, 300 µL | 2.5
3122601004 | Lower part for 0,5-10µl, medium gray, 8-channel | 1260
3122602000 | Lower part for 0,5-10µl, medium gray, 12-channel | 1614
3122603007 | Lower part for 10-100µl, yellow, 8-channel | 1260
3122604003 | Lower part for 10-100µl, yellow, 12-channel | 1614
3122605000 | Lower part for 30-300µl, orange, 8-channel | 1260
3122606006 | Lower part for 30-300µl, orange, 12-channel | 1614
3122607002 | Replacement channel 10µl, color code: medium grey, for multichannel 0,5-10µl | 91.9
3122608009 | Replacement channel 100µl, color code: yellow, for multi- channel 10-100µl | 91.9
3122609005 | Replacement channel 300µl, color code: orange, for multi- channel 30-300µl | 91.9
3122610003 | Multi-channel tool | 23.3
3122611000 | O-ring for tip cones, 24 pcs. | 61.6
3122612006 | Locking clip for 8-channel pipette | 21.2
3122613002 | Locking clip for 12-channel pipette | 26.6
3122801003 | Spindle unit, multi-channel, 10 µL | 84
3122802000 | Counter cover, variable, multi-channel, 300 µL | 15.8
3122803006 | Spindle unit, multi-channel, 300 µL | 82.8
3122804002 | Housing case with release ring 8 channel, 10 µL | 85.3
3122805009 | Housing case with release ring, 12 channel, 10 µL | 129
3122806005 | Housing case with release ring, 8 channel, 100 µL | 75.7
3122807001 | Housing case with release ring, 12 channel, 100 µL | 105
3122808008 | Housing case with release ring 8 channel, 300 µL | 85.3
3122809004 | Housing case with release ring 12 channel, 300 µL | 129
3122810002 | Housing lid, 8 channel, 10 µL | 67.8
3122811009 | Housing lid, 12 channel, 10 µL | 102
3122812005 | Housing lid, 8 channel, 100 µL | 62
3122813001 | Housing lid, 12 channel, 100 µL | 85.3
3122814008 | Housing lid, 8 channel, 300 µL | 67.8
3122815004 | Housing lid, 12 channel, 300 µL | 102
3821000008 | Micro test tube holder 3821 | 58.2
3880000011 | IsoTherm-System Starter Set, for 0.5 ml tubes | 566
3880000020 | IsoSafe and IsoPack, set for 0.5 ml tubes, 0°C | 620
3880000038 | IsoRack, set of 4 racks, for 0.5 ml tubes | 483
3880000046 | IsoSafe and IsoPack, set for 0.5 ml tubes, -21°C | 620
3880000160 | IsoPack and IsoRack Set, for 0.5 ml tubes, 0°C | 185
3880000178 | IsoPack and IsoRack Set, for 0.5 ml tubes, -21°C | 185
3880001018 | IsoTherm-System Starter Set, for 1.5/2.0 ml tubes | 566
3880001026 | IsoSafe and IsoPack, set for 1.5/2.0 ml tubes, 0°C | 620
3880001034 | IsoRack, set of 4 racks, for 1.5/2.0 ml tubes | 483
3880001042 | IsoSafe and IsoPack, set for 1,5/2,0 ml tubes, -21°C | 620
3880001166 | IsoPack and IsoRack Set, for 1.5/2.0 ml tubes, 0°C | 185
3880001174 | IsoPack and IsoRack Set, for 1.5/2.0 ml tubes, -21°C | 185
3881000015 | PCR-Cooler 0,2 ml Starter Set (1x pink, 1x blue) | 372
3881000023 | PCR-Cooler 0,2 ml pink | 203
3881000031 | PCR-Cooler 0,2 ml blue | 203
3903000014 | Eppendorf TrackIT consisting of software and RFID reader | 1872
4099001009 | Adapter, light center height 8.5 mm | 247
4099002005 | Adapter, light center height 10 mm | 247
4099003001 | Adapter, light center height 15 mm | 247
4099004008 | Adapter, GeneQuant I/II | 247
4099005004 | Adapter for photometer/ spectrophotometer with light path height 20 mm | 247
4099100007 | Starterset:80 UVettes + 1 uni- vers.adapter 15mm/8.5mm light center height (incl.GeneQuant) | 328
4307000062 | Lower part of housing | 341
4307000097 | Upper part of housing | 290
4307000135 | Capacitor | 624
4307000216 | Contact block | 25
4307000372 | Front frame (black) | 32.4
4307000488 | PCB Main board | 2043
4307000542 | PCB Display/Keyboard | 832
4307000569 | Electroporation cuvettes, gap width 1 mm, 100 µl, sterile, 50 pcs. | 924
4307000593 | Electroporation cuvettes, gap width 2 mm, 400 µl, sterile, 50 pcs. | 924
4307000623 | Electroporation cuvettes, gap width 4 mm, 800 µl, sterile, 50 pcs. | 924
4307000666 | Nut, self-locking | 1
4308000015 | Multiporator, for eukaryotics, 100-240V/50-60Hz | #VALUE!
4308000023 | Multiporator, for eukaryotics, bacteria and yeasts, 100-240V/ 50-60Hz | #VALUE!
4308000031 | Multiporator, for eukaryotics and cell fusion, with 1 Helix- and 1 Micro fusion chamber, 100-240V/50-60Hz | #VALUE!
4308000040 | Multiporator, for eukaryotics, bacteria+yeast and cell fusion with 1 Helix- and 1 Microfu- sionchamber, 100-240V/50-60Hz | #VALUE!
4308010002 | Retrofit-Kit bacteria module | #VALUE!
4308011009 | Retrofit kit Fusion Modul | #VALUE!
4308012005 | Cuvette holder for cell fusion | 3103
4308013001 | Replacement cup for Helix fusion chamber | 636
4308014008 | Helix fusion chamber for cell fusion | 3116
4308017007 | Stand for 10 Helix fusion chambers | 298
4308021004 | Insert for connecting electrodes (electrofusion/ electroporation) | 2442
4308024003 | Cuvette holder for microfusion chamber | 3178
4308025018 | Cuvette holder | 736
4308030003 | Micro fusion chamber, gap width 0,2 mm | 1302
4308031000 | Micro fusion chamber, gap width 0,5mm | 1310
4308070501 | Electroporation buffer, hypoosmolar (PH), sterile, 100 ml | 261
4308070510 | Electroporation buffer, isoosmolar (PI), sterile, 100 ml | 261
4308070528 | Electrofusion buffer, hypoosmolar (FH), sterile, 100 ml | 261
4308070536 | Electrofusion buffer, isoosmolar (FI), sterile, 100 ml | 261
4308078006 | Cuvette stand for 16 electroporation cuvettes | 58.2
4308102004 | Keypad | 274
4308105003 | Housing, processed | 1227
4308110007 | Contact block, complete for Multiporator | 154
4308600004 | Cable display | 67.4
4308601000 | Power supply module | 516
4308602007 | Display | 562
4308810009 | Retrofit kit for Multiporator | 164
4308852003 | High voltage capacitor (s) | 670
4308855002 | PCB basic board | #VALUE!
4308856009 | PCB CellFusion | 2342
4308857005 | PCB bacteria module | 2454
4308858001 | PCB switch-mode mains/power supply device | 978
4309000019 | Electroporator Eppendorf Eporator, 100-240V/50-60Hz, for bacteria and yeast, with EU-plug | #VALUE!
4309000035 | Electroporator Eppendorf Eporator, 100-240V/50-60Hz, for bacteria and yeast, with GB-plug | #VALUE!
4309850101 | LP Eporator (s) | 1826
4309850209 | Power supply (s) | 437
4309850306 | Packaging (s) | 195
4309850403 | Fuse T 500mA, 10pcs. (s) | 133
4309870005 | Electroporator maintenance | 462
4309870102 | Electroporator Operational Qualification (OQ) | 811
4309870200 | Electroporator, FemtoJet, FemtoJet express, Micromanipu- lator:Electrical testing acc. to country-specific regulation | 123
4420200019 | Battery cover | 4.2
4420200027 | Housing cover | 5.8
4420200060 | Safety bolt | 1.5
4420801004 | Adapter | 30.8
4420802000 | Aspirating cone | 27
4420803007 | Membrane filter 0.45µm,sterile PTFE, 5 pcs. (Easypet 4420) | 368
4420810003 | NiMH battery, 1,2V, 600mAh, 3 pcs. | 91.5
4420815005 | Wall mount | 88.2
4420823008 | Tube for pump-valve 0,5m | 20.8
4420824004 | Tube for valve-pipette 0,5 m | 19.1
4421011023 | Adjusting wheel | 2.2
4421030001 | Printed circuit board | 95.7
4421601009 | Membrane filter 0,45µm,sterile PTFE, 5 pcs. (Easypet 4421) | 362
4421602005 | Seal for filter adapter, 5 pcs | 78.2
4421801008 | Filter connector | 50.3
4421802004 | Valve housing aspirating | 64.5
4421803000 | Valve housing dispensing | 64.5
4421804007 | Contact carriage with spring | 12.9
4421805003 | Diaphragm pump with motor | 253
4430000018 | Easypet 3 incl. power supply, wallholder, removalbe shelf rack and 2 membrane filters 0,45µm (non sterile) | 1751
4430601003 | Aspirating cone | 37.9
4430602000 | Recharble battery compartment lid | 25.4
4430603006 | Shelf Rack for Easypet 3 | 62.4
4430604002 | Wall mount for Easypet 3 | 86.9
4430605009 | Lithium Polymer Battery, 3,7 V for Easypet 3 | 104
4430606005 | Membranefilter for Easypet 4421 and Easypet 3, 0,2µm, sterile, PTFE, 1 set (5 pcs.) | 362
4430801002 | Valve block | 78.2
4430802009 | PCB Easypet | 271
4430803005 | Tubing set, 4 pieces | 12.9
4430804001 | Filter adapter with seal | 24.1
4430805008 | Pump | 229
4720000011 | Varipette 4720, with coninuous volume adjustment 1-10ml | 1822
4720900012 | Operating manual 4720, multilingual | 37.4
4788200000 | Plus/8, 8-channel-adaptor | 1564
4807000093 | Adapter for storing Varipette 47820 in carousel pipette stand 4807, 1 pc. | 21.2
4807000107 | Pipette holder | 47.8
4810021026 | Window 1000/2500 | 2.8
4810211003 | Seal 10-100, cpl. | 10.4
4810220010 | Window 100/250 | 9.6
4810511007 | Piston sealing ring 50-250 (for 300 single-channel) | 8.7
4830000017 | Biomaster Kit, consisting of: 1 Biomaster pipette and 1 box of 96 Mastertips | 1722
4830002010 | Upper housing 1000 | 108
4830002079 | Locking plate | 2.4
4830801001 | Lower Housing | 79
4830803004 | Digital indicator | 261
4850868005 | Main power plug, Europe (9V-) | 194
4850869001 | Mains cable GB (9V-) | 201
4860000267 | Charging stand for one pipette 230V/50Hz | 753
4860000860 | Charging stand for four pipettes 230V/50Hz | 1381
4860002022 | Srew cap | 5
4860003029 | Motor clamp | 4.6
4860003037 | Contact spring | 0.75
4860012028 | Window | 19.6
4860012052 | Keypad grey | 12.5
4860042059 | Keypad yellow | 12.5
4860102051 | Keypad blue | 12.5
4860123016 | Magnet | 22.9
4860132058 | Keypad red | 12.5
4860200835 | Charging stand for one pipette 230V/50Hz, with GB plug | 753
4860200932 | Charging stand for four pipettes, 230V/50Hz, with GB plug | 1381
4860295011 | Insert 100 for tipholder | 4.6
4860295020 | Spring tray 100 | 10
4860402055 | Keypad green | 12.5
4860410040 | Insert nut | 15.4
4860410058 | Snap spring 1200 | 17.1
4860410066 | Ejector 1200 | 26.6
4860413014 | Piston actuator | 18.7
4860414010 | Piston 1200, 8-channel (for 300/1000 multi-channel) | 17.1
4860414029 | Piston sealing ring 1200 (for 1000 single-/multi-channel, 3000 multi-channel) | 11.6
4860501002 | Battery set | 109
4860701001 | Lid of battery compartment | 19.1
4860703004 | Seals 300 | 68.2
4860705007 | Piston 10 µl | 95.7
4860706003 | Piston 100 µl | 95.7
4860707000 | Piston 300 µl | 95.7
4860708006 | Piston 1000 µl | 102
4860709002 | Piston 5000 µl | 149
4860711007 | Lower part 1-channel 100 µl | 99
4860712003 | Lower part 1-channel 300 µl | 99
4860714006 | Pipette lower-part 5000 µl | 99
4860716009 | O-Rings for nose cone (24 pcs) | 69.9
4860721002 | Piston seals multi-channel 100 | 106
4860723005 | Volume unit 1200 | 99
4860725008 | Lower part cpl. 8-channel, 0,5- 10 µl | 1015
4860726004 | Lower part cpl. 12-channel, 0,5- 10 µl | 1402
4860727000 | Lower part cpl. 8-channel, 5- 100 µl | 1015
4860728007 | Lower part cpl. 12-channel, 5- 100 µl | 1402
4860729003 | Lower part cpl. 8-channel, 20- 300 µl | 1015
4860730001 | Lower part cpl. 12-channel, 20- 300 µl | 1402
4860731008 | Lower part cpl. 8-channel 50-1200 µl | 1402
4860735003 | Tool for multi-channel 100 | 62.8
4860736000 | Tool for multi-channel 1200 | 61.6
4860801006 | Charging adapter 230V, EURO | 191
4860804005 | Charging adapter 230V, UK | 191
4860808000 | PCB | 512
4860810005 | Motor | 516
4860811001 | Upper shell 10 | 260
4860812008 | Upper shell 100 | 260
4860813004 | Upper shell 300 | 260
4860814000 | Upper shell 1000 | 260
4860815007 | Upper shell 5000 | 260
4860816003 | Upper shell 1200 | 260
4860820000 | Fingerrest | 35.4
4860829008 | Piston actuator, 8-channel | 77.8
4860830006 | Piston actuator 8-Channel | 61.6
4860831002 | Piston actuator 12-Channel | 67.4
4860832009 | Piston 10, 8/12-channel | 55.7
4860833005 | Piston 100 8/12-Channel | 55.7
4860840001 | Tip ejector 8 Ch 10 | 74
4860841008 | Tip ejector 12 Ch 10 | 79.9
4860842004 | Tip ejector 8 Ch 100 | 74
4860843000 | Tip ejector 12 Ch 100 | 79.9
4860844007 | Tip ejector 8 Ch 300 | 74
4860845003 | Tip ejector 12 Ch 300 | 79.9
4860846000 | Housing part A 1200 | 124
4860849009 | Housing part B 1200 | 124
4860850007 | Connection element 1200 | 226
4860851003 | Connection element 8-Ch 10µl | 226
4860852000 | Connection element 12-Ch 10µl | 261
4860853006 | Connection element 8-Ch 100µl | 226
4860854002 | Connection element 12-Ch 100µl | 261
4860855009 | Connection element 8-Ch 300µl | 226
4860856005 | Connection element 12-Ch 300µl | 261
4860857001 | System-packaging Research pro | 69.1
4861000015 | Eppendorf Xplorer, single- channel, 0,5-10µl, multi- function rocker switch medium gray for pipette tips 20µl | 2217
4861000023 | Eppendorf Xplorer, single- channel, 5-100µl, multi- function rocker switch yellow for pipette tips 200µl | 2217
4861000031 | Eppendorf Xplorer, single- channel, 15-300µl, multi- function rocker switch orange for pipette tips 300µl | 2217
4861000040 | Eppendorf Xplorer, single- channel, 50-1000µl, multi- function rocker switch blue for pipette tips 1000µl | 2217
4861000058 | Eppendorf Xplorer, single- channel, 0,25-5ml, multi- function rocker switch purple for pipette tips 5ml | 2217
4861000066 | Eppendorf Xplorer, single- channel, 0,5-10ml, multi- function rocker switch tur- quoise for pipette tips 10ml | 2217
4861000104 | Eppendorf Xplorer, 8-channel, 0,5-10µl, multifunction rocker switch medium gray for pipette tips 20µl | 3220
4861000112 | Eppendorf Xplorer, 12-channel, 0,5-10µl, multifunction rocker switch medium gray for pipette tips 20µl | 3836
4861000120 | Eppendorf Xplorer, 8-channel, 5-100µl, multifunction rocker switch yellow for pipette tips 200µl | 3220
4861000139 | Eppendorf Xplorer, 12-channel, 5-100µl, multifunction rocker switch yellow for pipette tips 200µl | 3836
4861000147 | Eppendorf Xplorer, 8-channel, 15-300µl, multifunction rocker switch orange for pipette tips 300µl | 3220
4861000155 | Eppendorf Xplorer, 12-channel, 15-300µl, multifunction rocker switch orange for pipette tips 300µl | 3836
4861000163 | Eppendorf Xplorer, 8-channel, 50-1200µl,multifunction rocker switch green for pipette tips 1250µl | 3220
4861000171 | Eppendorf Xplorer, 12-channel, 50-1200 µL,multifunction rocker switch green for pipette tips 1250 µL | 3836
4861000708 | Eppendorf Xplorer plus, single channel, 0,5-10 µL, multifunc- tion rocker switch medium gray for pipette tips 20 µL | 2729
4861000716 | Eppendorf Xplorer plus, single channel, 5-100 µL, multifunc- tion rocker switch yellow for pipette tips 200 µL | 2729
4861000724 | Eppendorf Xplorer plus, single channel, 15-300 µL, multifunc- tion rocker switch orange for pipette tips 300 µL | 2729
4861000732 | Eppendorf Xplorer plus, single channel, 50-1000 µL, multi- function rocker switch blue for pipette tips 1000 µL | 2729
4861000740 | Eppendorf Xplorer plus, single channel, 0,25-5 mL, multifunc- tion rocker switch purple for pipette tips 5 mL | 2729
4861000759 | Eppendorf Xplorer plus, single channel, 0,5-10 mL, multifunc- tion rocker switch turquoise for pipette tips 10 mL | 2729
4861000767 | Eppendorf Xplorer plus, 8- channel, 0,5-10 µL, multifunc- tion rocker switch medium gray for pipette tips 20 µL | 3964
4861000775 | Eppendorf Xplorer plus, 12- channel, 0,5-10 µL, multifunc- tion rocker switch medium gray for pipette tips 20 µL | #VALUE!
4861000783 | Eppendorf Xplorer plus, 8- channel, 5-100 µL, multifunc- tion rocker switch yellow for pipette tips 200 µL | 3964
4861000791 | Eppendorf Xplorer plus, 12- channel, 5-100 µL, multifunc- tion rocker switch yellow for pipette tips 200 µL | #VALUE!
4861000805 | Eppendorf Xplorer plus, 8- channel, 15-300 µL, multifunc- tion rocker switch orange for pipette tips 300 µL | 3964
4861000813 | Eppendorf Xplorer plus, 12- channel, 15-300 µL, multifunc- tion rocker switch orange for pipette tips 300 µL | #VALUE!
4861000821 | Eppendorf Xplorer plus, 8- channel, 50-1200 µL,multifunc- tion rocker switch green for pipette tips 1250 µL | 3964
4861000830 | Eppendorf Xplorer plus, 12- channel, 50-1200 µL, multi- function rocker switch green for pipette tips 1250 µL | 4717
4861002034 | Ejector | 6.7
4861002093 | Disc for selection dial | 2.9
4861010002 | Housing lid with inspection glass | 24.5
4861012005 | Housing lid with monitoring glass and selection wheel | 33.7
4861450029 | Housing lid with monitoring glass | 17.1
4861451033 | Mounting rail volume units for 1200 µL | 16.6
4861461020 | Ejector, 12-channel | 62.8
4861462035 | Mounting rail volume units 12-channel | 29.1
4861601000 | Li-polymer accumulator | 66.1
4861602007 | Pipette lower part, single- channel 5 mL, purple, adjustable: 0.5 - 5 mL | 220
4861603003 | Pipette lower part, single- channel 10 mL, turquoise, adjustable: 1 - 10 mL | 220
4861604000 | Replacement channel for multi- channel lower parts 1200 µL, color code: green, f. multi- channel 50 - 1200 µL | 62
4861605006 | Unlocking tool f. opening the 1200µL multi-chan. lower part | 33.3
4861606002 | Pipette lower part, 8 channel 10 µL,medium gray, 0.5 - 10 µL | 711
4861607009 | Pipette lower part 12 channel, 10 µL,medium gray, 0.5 - 10 µL | 894
4861608005 | Pipette lower part, 8 channel 100 µL, yellow, 5 - 100 µL | 711
4861609001 | Pipette lower part, 12 channel 100 µL, yellow, 5 - 100 µL | 894
4861610000 | Pipette lower part, 8 channel 300 µL, orange, 15 - 300 µL | 711
4861611006 | Pipette lower part, 12 channel 300 µL, orange, 15 - 300 µL | 894
4861612002 | Pipette lower part, 8 channel 1200 µL, green, 50 - 1200 µL | 711
4861613009 | Accumulator compartment lid for Xplorer | 37
4861615001 | Wall mount for Xplorer | 107
4861702028 | USB cover | 5
4861702036 | On-off-switch actuator | 4.6
4861708000 | Housing lid with monitoring glass and selection wheel | 33.7
4861801000 | Ejection system | 39.5
4861803002 | Drive assembly with spindle | 449
4861804009 | Cable connection, LP motor with O-ring, 1 set | 82.4
4861805005 | Infrared window, 10 pcs. | 80.3
4861806001 | O-ring for ejector system, 10 pcs. | 33.7
4861808004 | Circuit board with holder | 749
4861809000 | Display with LCD frame | 124
4861810009 | Circuit Board with display and holder | 890
4861811005 | Cable connection LP motor with O-ring, 1 set | 79
4861812001 | Reset pin, 12 pcs. | 52.4
4861813008 | Housing case, 8-channel, 10 µL | 140
4861814004 | Housing case, 12-channel, 10µL | 176
4861815000 | Housing case, 8-channel, 100µL | 131
4861816007 | Housing case, 12-channel, 100 µL | 157
4861817003 | Housing case, 8-channel, 300µL | 140
4861818000 | Housing case, 12-channel, 300 µL | 176
4861819006 | Housing case, 12-channel, 1200 µL | 89
4861820004 | Housing case, 12-channel, 1200 µL | 161
4861821000 | Ejection carrier 1200 µL | 20.4
4880000000 | Charging stand Xplorer | 799
4880000018 | Charger stand 4880 for Multipette/Repeater(X)stream | 612
4880000026 | Charging carrousel | 1460
4880601003 | Charger shell for charger carousel series 4880 for Multipette/Repeater (X)stream | 179
4880602000 | Charger shell for charger carousel series 4880 for Xplorer | 179
4880603006 | Power supply with power plug adapters for charger carousel series 4880 | 79
4880801002 | PCB charger stand | 116
4880802009 | PCB Charger stand | 27
48R2300001_B01 | GALAXY CO-48R, 230V, 50/60Hz | #VALUE!
48R2300001_B02 | GALAXY CO-48R, 230V, 50/60Hz | #VALUE!
48R2300001_B08 | GALAXY CO-48R, 230V, 50/60Hz with 2 Split Inner Door | #VALUE!
48R2300001_B17 | GALAXY CO-48R, 230V, 50/60Hz with 2 Split Inner Door | #VALUE!
48R2300201_B04 | GALAXY CO-48R, High Temp, 230V, 50/60Hz with 2 Split Inner Door | #VALUE!
48R2300201_B06 | GALAXY CO-48R, High Temp, 230V, 50/60Hz with Humidity Alert Package | #VALUE!
48R2300201_B25 | GALAXY CO-48R, High Temp, 230V, 50/60Hz with 2 Split Inner Door and Alarm Relays | #VALUE!
48R2300201_B32 | GALAXY CO-48R, High Temp, 230V, 50/60Hz with 2 Split Inner Door and Humidity Alert Package | #VALUE!
48R2301001_B01 | GALAXY CO-48R, High Temp Disinfection, 230V, 50/60Hz | #VALUE!
48R2301001_B02 | GALAXY CO-48R, High Temp Disinfection, 230V, 50/60Hz | #VALUE!
48R2301001_B08 | GALAXY CO-48R, High Temp Disinfection, 230V, 50/60Hz with 2 Split Inner Door | #VALUE!
48R2301001_B17 | GALAXY CO-48R, High Temp Disinfection, 230V, 50/60Hz with 2 Split Inner Door | #VALUE!
48R2301201_B04 | GALAXY CO-48R, High Temp, 230V, 50/60Hz with 2 Split Inner Door | #VALUE!
48R2301201_B25 | GALAXY CO-48R, High Temp, 230V, 50/60Hz with 2 Split Inner Door and Alarm Relays | #VALUE!
48R2301201_B32 | GALAXY CO-48R, High Temp, 230V, 50/60Hz with Humidity Package <(>&<)> 2 Split Inner Door | #VALUE!
4900012018 | Lid F | 5.8
4900013006 | Setting brake for Reference fixed-volume | 7.5
4900317021 | Filling tube 500 | 3.7
4900810003 | Piston 25-50ul | 96.5
4900820009 | Piston sealing 25-50 uL | 61.6
4900830004 | Nose cone 25-50ul incl. piston seal | 88.2
4900831000 | Nose cone 500ul incl. ejector seal | 88.2
4900837009 | Filling tube (5 pcs.) incl. wire punch (1 pc.) | 26.2
4900890007 | Pipette lower part 50ul incl. piston | 337
4900891003 | Pipette lower part 500ul incl. piston | 337
4908020087 | Stopper for lid | 2
4908051055 | Leaf spring for piston | 0.12
4908186015 | Piston actuator 8-channel | 11.6
4908188026 | Clamp for piston seal 10 µl | 2.9
4908188034 | Spring washer 10 ul | 8.3
4908196010 | Piston actuator 12-channel | 16.2
4908288020 | Clamp for piston seal 50 ul | 0.62
4908388025 | Clamp for piston seal 300 ul | 2.7
4908388033 | Spring washer for piston seal 300 ul | 5.8
4908829005 | Tool for Titerman 10ul | 62.8
4908831000 | Tool for Titerman 50 ul | 74.5
4908832006 | Tool for Titerman 300 ul | 62.8
4908833002 | 1 set of Piston sealings 10 ul | 156
4908835005 | Piston seals for Titerman 30-300 ul | 152
4908860000 | Piston 10ul, complete | 84.4
4908863009 | Piston 300ul, complete | 105
4910012032 | Cap, light gray | 5
4910012040 | Stop washer | 2.5
4910012075 | Slide, blue | 13.7
4910015023 | Guide tubes, short | 1.4
4910015058 | Lifting rod | 16.6
4910020019 | Lid variable, printed (without window) | 5
4910092001 | Wrench for Reference fixed- volume and variable 4900/4910 | 11.2
4910152039 | Cap, yellow | 4.6
4910180016 | Lower housing part 100 | 23.3
4910180024 | Ejector sleeve 100 ul | 19.6
4910180032 | Ejector 100 | 16.6
4910181012 | Nose cone 100 | 26.6
4910181020 | Filling tube 100 | 11.6
4910181039 | Screw with collar for ejector/piston seal | 2.3
4910240035 | Ejector 250 | 4.6
4910241015 | Nose cone 250 ul | 26.6
4910241023 | Filling tube 250 | 11.6
4910252033 | Cap, blue | 4.6
4910257000 | Digital indicator set 1000, complete | 49.9
4910280010 | Lower housing part 1000 | 23.3
4910280029 | Ejector sleeve 1000 | 19.6
4910281017 | Nose cone 1000 ul | 26.6
4910283010 | Ejector 1000 | 16.6
4910352038 | Cap, red | 5
4910357005 | Digital indicator set 2500 complete | 49.5
4910380015 | Lower housing part 2500 | 23.3
4910380023 | Ejector sleeve 2500 | 19.6
4910381011 | Nose cone 2500 ul | 26.6
4910383014 | Ejector 2500 | 16.6
4910412030 | Cap, gray | 4
4910412049 | Lid (calibration label) | 4.2
4910480036 | Ejector 200 | 17.5
4910480060 | Ejector sleeve | 20
4910481024 | Filling tube 200 | 11.6
4910481040 | Nose cone 200 | 36.2
4910601003 | Calibration seal, red, 5 pcs. | 11.2
4910805008 | Repair set Reference | 53.7
4910809003 | Piston 0,1-2,5 ul | 96.5
4910810001 | Piston 0,5-10ul | 96.5
4910811008 | Piston 2-20ul | 96.5
4910812004 | Piston 10-100ul incl. seal | 96.5
4910813000 | Piston 50-250ul incl. seal | 96.5
4910814007 | Piston 200-1000ul incl. seal | 129
4910815003 | Piston 500-2500ul incl. seal | 129
4910816000 | Piston with seal 50-200 ul | 96.5
4910820007 | Piston seal 10-100µl | 61.6
4910821003 | Piston seal 250ul incl. ejector seal | 61.6
4910822000 | Piston seal 1000ul incl. ejector seal | 61.6
4910823006 | Piston seal 2500ul incl. ejector seal | 61.6
4910824002 | Piston seal 50-200 ul | 61.6
4910825009 | Spring for piston seal 250ul | 16.6
4910826005 | Spring for piston seal 1000ul | 16.6
4910827001 | Spring for piston seal 2500ul | 16.6
4910829004 | Nose cone 0,1-2,5 ul | 144
4910830002 | Nose cone 0,5-10ul incl. piston seal | 71.6
4910831009 | Nose cone 2-20 µl (gray) incl. piston seal | 71.6
4910832005 | Nose cone 2-20 µl (yellow) incl. piston seal | 71.6
4910833001 | Nose cone 10-100ul incl. piston seal | 108
4910834008 | Nose cone 50-250ul incl. ejector seal | 108
4910835004 | Nose cone 100-1000µl incl. ejector seal | 108
4910836000 | Nose cone 500-2500ul incl. ejector seal | 108
4910837007 | Filling tube 100ul (5 pcs.) incl. wire punch (1 pc.) | 26.2
4910838003 | Filling tube 250ul (5 pcs.) incl. wire punch (1 pc.) | 26.2
4910839000 | Ejector 0,5-20ul incl. spring | 35.8
4910840008 | Ejector 100ul incl. spring | 35.8
4910841004 | Ejector 50-250ul incl. spring | 35.8
4910842000 | Ejector 200-1000ul incl. spring | 35.8
4910843007 | Ejector 500-2500ul incl. spring | 35.8
4910844003 | Ejector 50-200 ul | 35.8
4910845000 | Ejector sleeve 0,5-100ul | 24.1
4910846006 | Ejector sleeve 50-1000ul | 24.1
4910847002 | Ejector sleeve 500-2500ul | 24.1
4910851000 | Nose cone yellow 50-200 ul | 108
4910852006 | Ejection sleeve 50-200 ul | 24.1
4910853002 | Filling tube set, including spike | 27
4910889007 | Lower part 2,5 ul | 337
4910890005 | Pipette lower part 10ul cpl. with seal and piston | 337
4910891001 | Pipette lower part 20ul (gray) cpl. with seal and piston | 337
4910892008 | Pipette lower part 20ul (yel.) cpl. with seal and piston | 337
4910893004 | Pipette lower part 100ul cpl. with seal and piston | 337
4910894000 | Pipette lower part 250 µl cpl. with seal and piston | 337
4910895007 | Pipette lower part 1000ul cpl. with seal and piston | 337
4910896003 | Pipette lower part 2500ul cpl. with seal and piston | 337
4910897000 | Lower part 50-200 ul | 337
4920000016 | Eppendorf Reference® 2 single- channel, variable, 0.1-2.5 µL, dark gray,incl. epT.I.P.S. Box | 1302
4920000024 | Eppendorf Reference® 2 single- channel, variable, 0.5-10 µL, medium gray, incl. epT.I.P.S. Box | 1302
4920000032 | Eppendorf Reference® 2 single- channel, variable, 2 - 20 µL, light gray, incl. epT.I.P.S. Box | 1302
4920000040 | Eppendorf Reference® 2 single- channel, variable, 2 - 20 µL, yellow, incl. epT.I.P.S. Box | 1302
4920000059 | Eppendorf Reference® 2 single- channel, variable, 10-100 µL, yellow, incl. epT.I.P.S. Box | 1302
4920000067 | Eppendorf Reference® 2 single- channel, variable, 20 - 200µL, yellow, incl. epT.I.P.S. Box | 1302
4920000075 | Eppendorf Reference® 2 single- channel, variable, 30-300 µL, orange, incl. epT.I.P.S. Box | 1302
4920000083 | Eppendorf Reference® 2 single- channel, variable,100-1000 µL, blue, incl. epT.I.P.S. Box | 1302
4920000091 | Eppendorf Reference® 2 single- channel, variable,0.25-2.5 mL, red | 1302
4920000105 | Eppendorf Reference® 2 single- channel, variable, 0.5 - 5 mL, violet | 1302
4920000113 | Eppendorf Reference® 2 single- channel, variable, 1 - 10 mL, turquoise | 1302
4920622009 | Protection filter 10 filters and 1 filter sleeve for 0.25 - 2.5mL variable, 2mL and 2.5mL fixed volume, | 54.9
4920623005 | Protection filter 10 filters and 1 filter sleeve for 0.5 - 5 mL variable, color code violet | 54.9
4920624001 | Protection filter 10 filters and 1 filter sleeve for 1 - 10 mL variable, color code turquoise | 54.9
4920625008 | Red safety plug CAL incl. pin for removing the inserted safety plug , 5 pcs. | 42.4
4920626004 | Red adjustment seal ADJ plastic, incl. pin for removing the inserted seal 5 pcs. | 31.6
4920801000 | Adjustment seal gray 20 pieces | 49.1
4920802007 | Plug gray 20 pieces | 63.6
4920803003 | Lid variable 2,5 µL | 25.4
4920804000 | Lid variable 10 µL | 25.4
4920805006 | Lid variable 20 µL | 25.4
4920806002 | Lid variable 100 µL | 25.4
4920807009 | Lid variable 200 µL | 25.4
4920808005 | Lid variable 300 µL | 25.4
4920809001 | Lid variable 1 mL | 25.4
4920810000 | Lid variable 2,5 mL | 25.4
4920811006 | Lid variable 5 mL | 25.4
4920812002 | Lid variable 10 mL | 25.4
4920813009 | Stroke system variable 2,5 µL | 203
4920814005 | Stroke system variable 10 µL | 203
4920815001 | Stroke system, variable, 20 µL, grey | 203
4920816008 | Stroke system, variable, 20 µL, yellow | 203
4920817004 | Stroke system, variable,100 µL | 203
4920818000 | Stroke system, variable,200 µL | 203
4920819007 | Stroke system, variable,300 µL | 203
4920820005 | Stroke system, variable, 1 mL | 203
4920821001 | Stroke system, variable,2,5 mL | 203
4920822008 | Stroke system, variable, 5 mL | 203
4920823004 | Stroke system, variable, 10 mL | 203
4920824000 | Counter, 0-2-4 | 93.2
4920825007 | Counter, 0-1-2 | 93.2
4920826003 | Counter, 0-5-0 | 93.2
4921000010 | Eppendorf Reference® 2 single- channel, fixed, 1µL, dark gray | 716
4921000028 | Eppendorf Reference® 2 single- channel, fixed, 2µL, dark gray | 716
4921000036 | Eppendorf Reference® 2 single- channel, fixed, 5 µL, medium gray | 716
4921000044 | Eppendorf Reference® 2 single- channel, fixed, 10 µL, medium gray | 716
4921000052 | Eppendorf Reference® 2 single- channel, fixed, 10 µL, yellow | 716
4921000060 | Eppendorf Reference® 2 single- channel, fixed, 20 µL, light gray | 716
4921000079 | Eppendorf Reference® 2 single- channel, fixed, 20 µL, yellow | 716
4921000087 | Eppendorf Reference® 2 single- channel, fixed, 25 µL, yellow | 716
4921000095 | Eppendorf Reference® 2 single- channel, fixed, 50 µL, yellow | 716
4921000109 | Eppendorf Reference® 2 single- channel, fixed, 100 µL, yellow | 716
4921000117 | Eppendorf Reference® 2 single- channel, fixed, 200 µL, yellow | 716
4921000125 | Eppendorf Reference® 2 single- channel, fixed, 200 µL, blue | 716
4921000133 | Eppendorf Reference® 2 single- channel, fixed, 250 µL, blue | 716
4921000141 | Eppendorf Reference® 2 single- channel, fixed, 500 µL, blue | 716
4921000150 | Eppendorf Reference® 2 single- channel, fixed, 1000 µL, blue | 716
4921000168 | Eppendorf Reference® 2 single- channel, fixed, 2 mL, red | 716
4921000176 | Eppendorf Reference® 2 single- channel, fixed, 2.5 mL, red | 716
4921801004 | Lid fixed 1 µL | 25.4
4921802000 | Lid fixed 2 µL | 25.4
4921803007 | Lid fixed 5 µL | 25.4
4921804003 | Lid fixed 10 µL | 25.4
4921805000 | Lid fixed 20 µL | 25.4
4921806006 | Lid fixed 25 µL | 25.4
4921807002 | Lid fixed 50 µL | 25.4
4921808009 | Lid fixed 100 µL | 25.4
4921809005 | Lid fixed 200 µL | 25.4
4921810003 | Lid fixed 250 µL | 25.4
4921811000 | Lid fixed 500 µL | 25.4
4921812006 | Lid fixed 1 mL | 25.4
4921813002 | Lid fixed 2 mL | 25.4
4921814009 | Lid fixed 2,5mL | 25.4
4921815005 | Stroke system, fixed, 1 µL | 203
4921816001 | Stroke system, fixed, 5 µL | 203
4921817008 | Stroke system, fixed, 10 µL, yellow | 203
4921818004 | Stroke system, fixed, 20 µL, grey | 203
4921819000 | Stroke system, fixed, 200 µL, blue | 203
4921820009 | Stroke system, fixed, 2 mL | 203
4922000013 | Eppendorf Reference® 2 8-channel, variable 0.5 - 10 µL, medium gray | 3723
4922000021 | Eppendorf Reference® 2 12-channel, variable 0.5 - 10 µL, medium gray | 4077
4922000030 | Eppendorf Reference® 2 8-channel, variable 10 - 100 µL, yellow | 3723
4922000048 | Eppendorf Reference® 2 12-channel, variable 10 - 100 µL, yellow | 4077
4922000056 | Eppendorf Reference® 2 8-channel, variable 30 - 300 µL, orange | 3723
4922000064 | Eppendorf Reference® 2 12-channel, variable 30 - 300 µL, orange | 4077
4923000009 | Pipette carousel Reference 2 | 474
4923000017 | Eppendorf Reference 2 wall mount | 75.7
4923601002 | Eppendorf Reference 2 pipete holder (replacement for stand) | 58.2
4960000019 | Varispenser 0,50-2,50 ml | 1015
4960000027 | Varispenser 1,00-5,00 ml | 1015
4960000035 | Varispenser 2,00-10,0 ml | 1015
4960000043 | Varispenser 5,00-25,0 ml | 1344
4960000051 | Varispenser 10,0-50,0 ml | 1481
4960000060 | Varispenser 20,0-100,0 ml | 1951
4960800015 | Tube holder for Varispenser 2,5 mL/10 mL | 42.8
4960800023 | Tube holder for Varispenser 25 mL/100 mL | 44.9
4960800031 | Universal wrench for Varispenser | 16.6
4960800040 | Bottle thread adapter from GL 32 to GL 25, PP | 29.5
4960800058 | Bottle thread adapter from GL 32 to GL 28, PP | 29.5
4960800066 | Bottle thread adapter from GL 32 to GL 38, PP | 41.2
4960800074 | Bottle thread adapter from GL 32 to GL 40, PP | 44.1
4960800082 | Bottle thread adapter from GL 32 to NS 19/26, PP | 75.3
4960800090 | Bottle thread adapter from GL 32 to NS 24/29, PP | 82
4960800104 | Bottle thread adapter from GL 32 to NS 29/32, PP | 84.9
4960800112 | Bottle thread adapter from GL 32 to GL 45, PP | 46.2
4960800120 | Bottle thread adapter from GL 45 to GL 32, PP | 46.2
4960800139 | Bottle thread adapter from GL 32 to GL 27, PP | 35.8
4960800147 | Bottle thread adapter from GL 45 to S 40 (Buttress thread), PP | 12.5
4960800155 | Bottle thread adapter from GL 45 to GL 38, PP | 13.7
4960800163 | Bottle thread adapter, from GL 38 to GL 32, PP | 37
4960800171 | Tool adapter 100 mL | 16.6
4960803006 | Filling valve with valve ball 2,5 mL/10 mL | 69.9
4960803022 | Intake valve 2,5/10 mL | 73.2
4960805009 | Telescopic aspirating tube | 94.4
4960810010 | Piston 0,5 mL - 2,5 mL | 243
4960810029 | Piston 1 mL - 5 mL | 243
4960810037 | Piston 2 mL - 10 mL | 243
4960810045 | Piston 5 mL - 25 mL | 273
4960810053 | Piston 10 mL - 50 mL | 345
4960810118 | Quick adjustment 2,5 mL/10 mL | 80.3
4960810126 | Quick adjustment 25 mL/100 mL | 102
4960810231 | Protective sleeve 2,5mL /10mL | 68.2
4960810240 | Protective sleeve 25mL /100mL | 69.5
4960810258 | Discharge valve with lock 2,5 mL/10 mL | 115
4960810266 | Discharge valve with lock 25 mL/100 mL | 235
4960810274 | Air vent cover | 16.2
4960810410 | Piston 20 mL - 100 mL | 591
4960811009 | Glass cylinder 0,5 mL - 2,5 mL | 449
4960812005 | Glass cylinder 1 mL - 5 mL | 466
4960813001 | Glass cylinder 2 mL - 10 mL | 466
4960814008 | Glass cylinder 5 mL - 25 mL | 466
4960815004 | Glass cylinder 10 mL - 50 mL | 636
4960816000 | Glass cylinder 20 mL - 100 mL | 1102
4960824003 | Discharge tube spiral, length 80 cm, 2,5 mL - 10 mL | 360
4960825000 | Discharge tube spiral, length 80 cm, 25 mL - 100 mL | 383
4960832006 | Thread adapter for 5L-jerrycan from 45 mm to 17/8'' thread | 196
4960851000 | Drying tube w/o drying agent | 143
4961000012 | Varispenser plus 0,50-2,50 ml | 1202
4961000020 | Varispenser plus 1,00-5,00 ml | 1202
4961000039 | Varispenser plus 2,00-10,0 ml | 1202
4961000047 | Varispenser plus 5,00-25,0 ml | 1597
4961000055 | Varispenser plus 10,0-50,0 ml | 1731
4961000063 | Varispenser plus 20,0-100,0 ml | 2167
4961808010 | Discharge valve with toggle and lock 2,5 mL/10 mL | 220
4961809016 | Discharge valve with toggle and lock 25 mL/100 mL | 385
4961810014 | Piston 0,1 mL - 2,5 mL | 305
4961810022 | Piston 1 mL - 5 mL | 305
4961810030 | Piston 2 mL - 10 mL | 347
4961810049 | Piston 5 mL - 25 mL | 424
4961810057 | Piston 10 mL - 50 mL | 478
4961810413 | Piston 20 mL - 100 mL | 686
4961811000 | Recirculation tube 2,5mL-10mL | 12.9
4961812001 | Recirculation tube 25mL-100mL | 25.4
4965000017 | Eppendorf Top Buret M 25 ml | 3116
4965000025 | Eppendorf Top Buret H 50 ml | 3116
4965517001 | Operating section M, 2.5 ml/revolution, cpl. | 1052
4965518008 | Operating section M, 5.0 ml/revolution, cpl. | 1052
4965611008 | Telescoping discharge tube end mounting | 52.4
4965612004 | Discharge canula and knurled nut | 96.9
4965616000 | Discharge valve, complete | 285
4965617006 | Control unit, 2,5ml | 1052
4965618002 | Control unit, 5,0ml | 1052
4965620007 | Dummy Stopper | 16.2
4965625009 | 1.5 V batteries (2 pcs.) | 30
4965813000 | Dosing wheeel, Set of 2 pieces | 86.3
4965814000 | Caps for dosing wheel, 10 pcs. | 35.4
4965850011 | Base plate, 25ml | 861
4965850012 | Base plate, 50 ml | 861
4965850054 | Piston shoe, set: ri/le | 181
4965850100 | Pump unit, complete, with piston 25ml | 807
4965850118 | Pump unit, complete, with piston 50ml | 807
4965850126 | Pump unit, without piston 1,25 mL | 491
4965850207 | Tube connection, complete | 215
4965850282 | Cover for wheel (10 pcs.) | 6.2
4965850312 | Guard ring 4x0.8 (50 pcs.) | 34.5
4965850347 | Sealing washer, vessel connection | 57.4
4965900026 | Operating manual Top Buret 25/50 - USA, in 5 languages | 62.4
4980001020 | Lid for battery component | 5.4
4980001038 | Window | 2.7
4980001062 | Housing connector/adapter | 2.7
4980001097 | Tube | 0.25
4980001119 | Spring for ejector | 0.87
4980210001 | Multipette plus adapter for pipette carousel | 21.2
4980215003 | Battery 3V | 25
4981001058 | Jumper | 4.6
4981001066 | Adjusting sleeve | 29.5
4981001090 | Silicone part | 1.1
4981001112 | Housing connector | 4.1
4981001180 | Filling lever | 6.7
4981001198 | Pipetting lever | 7.9
4981001201 | Tip ejector key | 4.1
4981004022 | Wedge | 4.6
4981010006 | Volume selection button | 91.1
4981020001 | LCD-display | 21.6
4981026000 | PCB Multipette plus | 155
4981201006 | Multipette plus adapter for carousel pipette stand | 61.2
4981203009 | Multipette plus wall mounting device | 75.7
4981801003 | Adjustment sleeve | 73.2
4981802000 | Sensor Multipette plus | 178
4982000012 | Multipette M4 including holder (for wall mount and/or pipette carousel) | 1352
4982000250 | Multipette M4 DEMO including holder | 894
4982000314 | Multipette M4 Starter Kit | 1394
4982000411 | Multipette M4 basic including holder (for wall mount and/or pipette carousel) | 828
4982001019 | Housing connector | 4.6
4982001027 | Control button | 4.2
4982001035 | Battery compartment lid | 8.3
4982007092 | Cap | 1
4982008021 | Lid with monitoring glass | 21.2
4982008030 | Filling lever | 4.2
4982601008 | Battery compartment lid Multipette/Repeater M4 | 25.4
4982602004 | Holder (for wall mount and/or pipette carousel) | 67.8
4982603000 | Hook-and-loop tape for holder Multipette/Repeater | 17.1
4982801007 | Adjustment sleeve | 67.8
4982803000 | Sensor for Combitip | 148
4982804006 | Ejector rod | 72
4982805002 | Mainboard | 161
4982806009 | Cover | 12.9
4982807005 | Packing | 17.1
4982808001 | Ejection carrier | 33.3
4982809008 | Selection dial | 186
4982810006 | Chassis | 67.8
4985010000 | Combitips-Sensor | 275
4985801008 | Battery set | 136
4985813006 | Push button, blue | 21.6
4985815009 | Main board | 1161
4985819004 | Keyboard | 51.2
4985825004 | Motor | 237
4985828003 | Stopper | 271
4985830008 | Actuator housing, incl. top bear | 365
4985832000 | Syringe piston lock | 37
4985841000 | Zebra connector | 105
4985846001 | Charging contacts, 2 pcs. | 62.8
4985848004 | Cover locking srew | 1.5
4986000017 | Multipette stream, includes charging adapter | 2384
4986000025 | Multipette Xstream, includes charging adapter | 3049
4986000203 | Multipette Xstream Kary Mullis Limited Edition | 3049
4986000807 | Multipette stream and charger stand 4880 | 2696
4986000815 | Multipette Xstream and charger stand 4880 | 3286
4986002036 | Tip ejector button | 5.8
4986002044 | Push button | 9.6
4986003059 | Ejector slide | 5
4986003075 | Keypad | 4.6
4986003130 | Holder clamp | 6.2
4986602009 | Battery | 61.6
4986603005 | Power supply 100-240VAC/5VDC | 69.9
4986604001 | Wall mount for Multipette stream and Xstream | 107
4986801001 | Drive unit | 512
4986802008 | Spindle | 114
4986809002 | Lid for battery compartment | 25.8
4986810000 | Combitip test adapter | 47.8
4986811007 | PCB Multipette Xstream | 707
4986813000 | Selection dial stream | 38.3
4986814006 | Selection dial Xstream | 38.3
4986815002 | Reset pin, 10 pcs. | 62.8
4986816009 | Spare parts kit | 1319
4986817005 | Service packaging | 41.2
5070000280 | Eppendorf epMotion 5070, basic device incl. epBlue software, housing, mouse, waste box, 50/60 Hz, 100-240 | #VALUE!
5070000281 | Eppendorf epMotion 5070f, basic device for use inside a cell culture bench or fume hood, incl. epBlue software, | #VALUE!
5070005001 | epMotion 5070 Performance Plan 2x BASIC | #VALUE!
5070005010 | epMotion 5070 Performance Plan 2x STANDARD | #VALUE!
5070005028 | epMotion 5070 Performance Plan 2x PREMIUM | #VALUE!
5070005036 | Calibration epMotion, single- channel dispensing tool | 1473
5070005044 | Calibration epMotion, 8- channel dispensing tool | 2945
5070005095 | epMotion 5070 Performance Plan 1x BASIC | #VALUE!
5070005109 | epMotion 5070 Performance Plan 1x STANDARD | #VALUE!
5070006016 | Customized epMotion 5070 with the following configuration: | #VALUE!
5070006017 | Customized epMotion 5070 with the following configuration: | #VALUE!
5070006026 | Customized epMotion 5070 with the following configuration: | #VALUE!
5070006027 | Customized epMotion 5070 with the following configuration: | #VALUE!
5070006031 | Customized epMotion 5070 with the following configuration: | #VALUE!
5070006032 | Customized epMotion 5070 with the following configuration: | #VALUE!
5070006038 | Customized epMotion 5070 with the following configuration: | #VALUE!
5070751005 | Assembly plate | 1693
5070752001 | Worktable base adapter | 1140
5070851000 | Bayonet 4° | 612
5070852006 | Actuator of bayonet | 216
5070854009 | Tooth belt for Y-axis | 310
5070855005 | Guiding rail Gr. 15, cl. H | 720
5070856001 | Flex cable Y LS | 157
5070857008 | Tooth belt for X-axis | 144
5070858004 | Guiding rail Gr. 20 cl. N | 1385
5070859000 | Flex cable X LS | 149
5070860009 | Foot for device | 56.2
5070861005 | Switched power supply unit | 1177
5070862001 | PCB for tool holder LHS | 1502
5070865000 | Device foot, adjustable | 102
5070866007 | Traction rope | 163
5070867003 | Latch system for front cover | 2417
5070868000 | Switch for latch system (front cover) | 106
5070869006 | Front hood, Panel Left/Right | 2092
5070870004 | Circuit board for light barrier cpl. | 295
5070871000 | Light barrier cpl. | 1148
5070872007 | Reflection foil for light barrier | 116
5070873003 | Positioning aid for Sartorius balances | 666
5070874000 | Flex cable on angular plate | 549
5070875006 | Housing frame left with mains switch | 2608
5070900140 | Operating instructions 5070 epMotion, german | 146
5070900159 | Operating instructions 5070 epMotion, english | 138
5070920303 | epMotion 5070 epBlue GxP In- stallation Qualification, SOP, German | 416
5070920311 | epMotion 5070 epBlue GxP In- stallation Qualification, SOP, English | 416
5070920320 | epMotion 5070 epBlue GxP Operational Qualification, SOP, German | 416
5070920338 | epMotion 5070 epBlue GxP Operational Qualification, SOP, English | 416
5073000000 | epMotion P5073 for automatic PCR setup; with EasyCon, epBlue with PCR-Assistant, TS 50, TS 300, thermoblock, | #VALUE!
5073000108 | EasyCon tablet PC complete | #VALUE!
5073000205 | epMotion M5073 for NAP with MagSep Kits; with EasyCon, epBlue with Prep-Assistant, TS 50, TS 1000, PrepRack, | #VALUE!
5073000221 | epMotion M5073 for NAP with MagSep Kits; with EasyCon, epBlue with Prep-Assistant, TS 50, TS 1000, PrepRack, | #VALUE!
5073000227 | epMotion P5073 for automatic PCR setup; with EasyCon, epBlue with PCR-Assistant, TS 50, TS 300, thermoblock, | #VALUE!
5073000302 | epMotion P5073c for automatic PCR setup; with CleanCap, EasyCon,epBlue with PCR-Assis- tant, TS 50, TS 300, thermo- | #VALUE!
5073000400 | epMotion M5073c for NAP with MagSep Kits; with CleanCap, EasyCon, epBlue with Prep- Assistant, TS 50, TS 1000, | #VALUE!
5073000507 | epMotion M5073 for NAP with MagSep Kits; with EasyCon, epBlue with Prep-Assistant, TS 50, TS 1000, PrepRack, | #VALUE!
5073751006 | PrepRack - for 24 Safe-Lock Tubes 2 mL for magnetic sepa- ration of beads | 3386
5073851000 | Z-console with Z-spindle | #VALUE!
5073852007 | Z-belt for Z-spindle | 220
5073853003 | Solenoid for brake mechanism | 508
5073854000 | Ejector rod with tooth belt | 453
5073855006 | Latch motor for dispensing tools | 562
5073856002 | PCB Tool holder | 1685
5073857009 | PCB Z-carrier | 2109
5073859001 | Ballast for UV lamp | 720
5073860000 | PCB HEPA/UV | 2529
5073861006 | UV lamp | 364
5073862002 | HEPA air filter, 1 piece (2 need to be ordered) | 292
5073863009 | Fan for use with the HEPA air filter | 616
5073864005 | Cable for connecting the control panel with epMotion | 415
5073865001 | EasyCon with cable | #VALUE!
5073866008 | Touchscreen with display | 2076
5073867004 | PCB Terminal with MultiMedia- Card | #VALUE!
5073869007 | Dispenser motor with clutch | 1348
5073870005 | Assembly aid for magnetic finger modul | 334
5073871001 | Magnet, 28 pieces | 377
5073872008 | Magnet, 28 pcs.,for Japan only | 944
5073873004 | Magnetic finger module without magnets | 2962
5073874000 | PCB Mainboard with ECO module | 3490
5073875007 | Power supply EasyCon | 420
5073876003 | Bearing for ejector rod | 352
5073877000 | Motor for ejector | 782
5073878006 | Screws for tool holder, set | 182
5073879002 | PCB Mainboard with PCB interface and Eco module | #VALUE!
5073920010 | epMotion 5073 1x Service Performance Plan BASIC | #VALUE!
5073920029 | epMotion 5073 2x Service Performance Plan BASIC | #VALUE!
5073920037 | epMotion 5073 1 x Service Performance Plan STANDARD | #VALUE!
5073920045 | epMotion 5073 2x Service Performance Plan STANDARD | #VALUE!
5073920053 | epMotion 5073 2x Service Performance Plan PREMIUM | #VALUE!
5073920061 | HEPA-Filter exchange in CleanCap | 1481
5073920070 | UV-Lamp exchange in CleanCap | 1186
5075000301 | Eppendorf epMotion 5075l, basic device incl. epBlue software, mouse, waste box, 50/60 Hz, 100-240 V | #VALUE!
5075000302 | Eppendorf epMotion 5075t, basic device incl. ThermoMixer, epBlue software, mouse, waste box, 50/60 Hz, | #VALUE!
5075000303 | Eppendorf epMotion 5075v, basic device incl. vacuum system, gripper, vac frame 2, vac frame holder, epBlue | #VALUE!
5075000304 | Eppendorf epMotion 5075vt, basic device incl. vacuum system, gripper, vac frame 2, vac frame holder, ThermoMixer, | #VALUE!
5075000305 | Eppendorf epMotion 5075m, basic device incl. MagSep module, ThermoMixer, epBlue software, mouse, waste box, | #VALUE!
5075000601 | Conversion kit MC, for con- version of LH- to MC-version | #VALUE!
5075000610 | Conversion kit VAC, for con- version of LH- to VAC-version | #VALUE!
5075000628 | Conversion kit TMX for con- version of LH- or VAC- version in TMX-version | #VALUE!
5075000636 | Thermomixer extension plate | 3952
5075000830 | Software and Hardware Upgrade Set | #VALUE!
5075000849 | epMotion - extension set epBlue GxP software | #VALUE!
5075000920 | Automated qPCR starter kit 96 | #VALUE!
5075000938 | Automated qPCR advanced kit 96 | #VALUE!
5075000946 | Automated qPCR advanced kit 384 | #VALUE!
5075001101 | MultiCon PC complete | #VALUE!
5075001250 | Monitor - 22'' TFT-monitor | 2558
5075002000 | epBlue ID Barcode Software Module | #VALUE!
5075002507 | LH assistant software | 1664
5075002515 | PCR assistant software | 1664
5075002523 | Prep assistant software | 1664
5075002604 | Thermal module on position C1 | #VALUE!
5075002612 | Thermal module on position C2 | #VALUE!
5075002620 | Thermal module on position C3 | #VALUE!
5075002701 | epBlue ID, barcode an tracking software incl. manual and barcode scanner | #VALUE!
5075002728 | epBlue GxP, software for regulatory compliance | #VALUE!
5075005018 | Calibration epMotion, thermal module | 1718
5075005026 | epMotion 5075 Performance Plan 2x BASIC | #VALUE!
5075005034 | epMotion 5075 Performance Plan 2x STANDARD | #VALUE!
5075005042 | epMotion 5075 Performance Plan 2x PREMIUM | #VALUE!
5075005050 | epMotion 5075 Performance Plan 1x BASIC | #VALUE!
5075005069 | epMotion 5075 Performance Plan 1x STANDARD | #VALUE!
5075005174 | Calibration/Temperature Adjustment TMX Module | 1943
5075005182 | epMotion GxP Certification Plan BASIC | #VALUE!
5075005190 | epMotion GxP Certification Plan STANDARD | #VALUE!
5075005204 | epMotion GxP Certification Plan PREMIUM | #VALUE!
5075005212 | epMotion GxP Operational Qualification (OQ) | 3503
5075005220 | epMotion GxP Upgrade Instal- lation + User/Admin. Training | #VALUE!
5075005239 | epMotion GxP - single-channel dispensing tool calibration | 566
5075005247 | epMotion GxP - 8-channel dispensing tool calibration | 2101
5075005255 | epMotion shut down Service | 1140
5075005263 | epMotion GxP User Training - 2 days on-site | #VALUE!
5075005271 | epMotion GxP Application Support - 1 day on-site | #VALUE!
5075006003 | Customized epMotion 5075 with the following configuration: | #VALUE!
5075006004 | Customized epMotion 5075 with the following configuration: | #VALUE!
5075006006 | Customized epMotion 5075 with the following configuration: | #VALUE!
5075006007 | Customized epMotion 5075 with the following configuration: | #VALUE!
5075006008 | Customized epMotion 5075 with the following configuration: | #VALUE!
5075006009 | Customized epMotion 5075 with the following configuration: | #VALUE!
5075006010 | Customized epMotion 5075 with the following configuration: | #VALUE!
5075006013 | Customized epMotion 5075 with the following configuration: | #VALUE!
5075006014 | Customized epMotion 5075 with the following configuration: | #VALUE!
5075006015 | Customized epMotion 5075 with the following configuration: | #VALUE!
5075006018 | Customized epMotion 5075 with the following configuration: | #VALUE!
5075006019 | Customized epMotion 5075 with the following configuration: | #VALUE!
5075006020 | Customized epMotion 5075 with the following configuration: | #VALUE!
5075006021 | Customized epMotion 5075 with the following configuration: | #VALUE!
5075006022 | Customized epMotion 5075 with the following configuration: | #VALUE!
5075006023 | Customized epMotion 5075 with the following configuration: | #VALUE!
5075006024 | Customized epMotion 5075 with the following configuration: | #VALUE!
5075006025 | Customized epMotion 5075 with the following configuration: | #VALUE!
5075006028 | Customized epMotion 5075 with the following configuration: | #VALUE!
5075006029 | Customized epMotion 5075 with the following configuration: | #VALUE!
5075006034 | Customized epMotion 5075 with the following configuration: | #VALUE!
5075006035 | Customized epMotion 5075 with the following configuration: | #VALUE!
5075006036 | Customized epMotion 5075 with the following configuration: | #VALUE!
5075006037 | Customized epMotion 5075 with the following configuration: | #VALUE!
5075014009 | epMotion Editor, Editor key included | #VALUE!
5075015200 | epMotion Editor: License for additional PC-workstation | 3049
5075016001 | epBlue - epMotion PC Software | #VALUE!
5075018004 | epBlue DB epMotion PC Software | #VALUE!
5075751003 | Height adapter 85 mm | 1452
5075751038 | Vac Lid - Mats, 5 pcs. | 339
5075751054 | Thermoadapter for Deep Well Plates 96 | #VALUE!
5075751160 | Thermorack TMX, temperature control - for a supply of 24 0,5ml test tubes | 3157
5075751186 | Thermorack TMX, temperature control - for a supply of 24 1,5/2,0ml test tubes | 3157
5075751275 | Rack - for 24 Safe-Lock Tubes 1.5/2.0 mL, without tempering | 1776
5075751305 | Thermoadapter LC samples | 2409
5075751364 | Reservoir 400mL, set of 10 pcs | 790
5075751399 | Tip Holder for epT.I.P.S. Motion Reloads, reusable and autoclavable | 1498
5075751429 | ReagentRack - to hold the rea- gent tray of the MagSep kits | 474
5075751453 | Rack - for 24 Safe-Lock Tubes 0.5/1.5/2.0 mL, without tempe- ring | 1864
5075751500 | Liquid Waste Tub - can be at- tached inside waste container, autoclavable, incl. Lid | 389
5075751607 | CleanCap & Completely contained housing | #VALUE!
5075751623 | Completely contained housing | #VALUE!
5075752000 | Height adapter 55 mm | 1452
5075753006 | Wastebox with lid | 437
5075754002 | Reservoir rack, for use with reagent reservoirs | 566
5075754070 | Reservoir Rack 3 - for max. 3 Reservoir Rack Module TC | 453
5075755009 | Height adapter 40 mm for tips | 1452
5075757001 | Thermal module | #VALUE!
5075759004 | Gripper holder | 1693
5075760002 | Rack for 24 test tubes of dia. 16 mm, H max. 100 mm, no temperature control | 1040
5075761009 | Rack for 24 test tubes of dia. 17 mm, H max. 100 mm, no temperature control | 1040
5075762005 | Rack for 24 test tubes of dia. 13 mm, H max. 100 mm, no temperature control | 1040
5075763001 | Rack for 24 test tubes of dia. 12 mm, H max. 100 mm, no temperature control | 1040
5075766000 | Thermoblock for PCR plates,96- well, for use with 96 x 0,2 ml tubes or a PCR plate 96 | 2438
5075767007 | Thermoblock for PCR 384 wells | 2671
5075767031 | Thermorack CB 100 µl | 4027
5075769000 | Thermorack for 24 Safe Lock 0,5 ml tubes, temperature control | 3128
5075771004 | Rack for 24 Safe Lock tubes 1,5/2 ml, with temperature control | 3128
5075772000 | Adapter for 25 Safe Lock tubes 0,5 ml | 928
5075774003 | Holder for 6 dispensing tools | 1040
5075775000 | Rack for 24 test tubes with dia. 17 mm, H max. 60 mm, no temperature control | 1040
5075776006 | Rack for 24 test tubes with dia. 16 mm, H max. 60 mm, no temperature control | 1040
5075777055 | Thermorack for 24x Cyro Tubes | 3141
5075778009 | Base for VAC frame | 1452
5075779005 | VAC lid | 1007
5075780003 | MultiMediaCard | 420
5075781000 | MultiMediaCard reader USB | 182
5075782006 | Cable mouse | 136
5075784009 | VAC frame 1 | 3041
5075785005 | VAC frame 2 | 3041
5075785030 | Collection Plate adapter for Qiagen applications | 353
5075785064 | Collection Plate Adapter M+N | 348
5075787008 | Thermoadapter for PCR, 96 Wells, skirted | 2438
5075788004 | Thermoadapter for PCR, 384 Wells, skirted | 2671
5075789000 | Thermoadapter FROSTY | 2221
5075790009 | Rack Smart | 948
5075791005 | Rack for 96x 1,5/2,0 ml screw cap tubes | 2642
5075792001 | Rack for 24 test tubes of dia. 14 mm, H max. 100 mm, no temperature control | 1040
5075792028 | Rack for 24 test tubes of dia. 15 mm, H max. 100 mm, no temperature control | 1040
5075792044 | Rack for 24 test tubes of dia. 15 mm, H max. 60 mm, no temperature control | 1040
5075792060 | Rack for 24 test tubes of dia. 14 mm, H max. 60 mm, no temperature control | 1040
5075792087 | Rack for 24 test tubes of dia. 13 mm, H max. 60 mm, no temperature control | 1040
5075792109 | Rack for 24 test tubes of dia. 12 mm, H max. 60 mm, no temperature control | 1040
5075792125 | Rack for 24 test tubes with 12 mm diameter | 1040
5075793008 | Vac Lid - Mats, 7 pcs. | 682
5075794004 | Channeling Plate, adapter for Qiagen applications, 10 pcs. | 163
5075795000 | Rack LC 20/100 µl | #VALUE!
5075796007 | Vac Thermo Lid | #VALUE!
5075798000 | Panel Plate | 407
5075799049 | Reservoir rack module TC PCR 0,2ml, temperature controlled | 1181
5075799065 | Reservoir rack module TC PCR 0,5ml, temperature controlled | 1181
5075799081 | Reservoir rack module TC Safe Lock Tubes, temperature con- trolled | 1248
5075799103 | Reservoir rack module TC, dia. 12ml, temperature controlled | 1248
5075799120 | Reservoir rack module TC, dia. 16ml, temperature controlled | 1248
5075799146 | Reservoir rack module TC 30ml, temperature controlled | 503
5075799162 | Reservoir rack module TC 15ml BlueCap, temperature con- trolled | 1248
5075799189 | Reservoir rack module TC 50ml BlueCap, temperature con- trolled | 1248
5075799260 | Reservoir rack module TC 100ml temperature controlled | 503
5075799340 | RR Module TC Eppendorf Tubes® 5 mL | 1227
5075851008 | Dispense motor with coupling | 1714
5075851091 | Y-cable for CAN bus/console | 3628
5075851121 | Test and adjustment tool for tool holder | 1647
5075851180 | Sealing for frame (VAC) | 113
5075851210 | Traction rope | 169
5075851245 | Moisture trap (20ml) | 393
5075851261 | Moisture trap (40ml) | 449
5075851288 | Moisture trap (150ml) | 645
5075851300 | Weighing vessel (20ml) | 191
5075851326 | Weighing vessel (40ml) | 174
5075851342 | Weighing vessel (60ml) | 174
5075851369 | Weighing vessel (150ml) | 174
5075851393 | Latch system for front cover | 1331
5075851415 | Switch for latch system (front cover) | 109
5075851440 | Software and Hardware Upgrade SEt 1, upgrade kit f. epMotion 5075 with serial numbers <1000 | #VALUE!
5075851466 | DVD for system recovery | 305
5075851520 | Hardware upgrade set 2 | #VALUE!
5075851547 | Patch cable for CAN Cycler | 189
5075851563 | RS 232 Dummy | 174
5075851580 | Connecting cable for internal and external CAN-bus | 329
5075851601 | PC emergency set, consisting of DVD-drive and software-CD | 1331
5075851628 | Front hood, Panel Left/Right | 2508
5075851725 | DVD for system recovery | 251
5075851741 | ECO module for Refresher II (main board) | 686
5075851768 | Retention clip for windshield | 562
5075851784 | Positioning aid for Sartorius balances | 666
5075851822 | Dispense motor with coupling, mounted | 1340
5075851849 | DVD for system recovery | 238
5075851865 | DVD for system recovery version 20.500 (PC627B) | 312
5075851881 | Dongle with hardware key code card | 874
5075851890 | Barcode scanner | 3228
5075851911 | USB cable | 424
5075851938 | Dongle | 503
5075851962 | DVD for system recovery version 20.000 (PC627) | 312
5075851989 | Barcode scanner stand | 424
5075852004 | Centerring ring for dispenser motor | 1181
5075852039 | centering ring dispenser motor | 1335
5075852063 | Vacuum chamber | 1593
5075852080 | Bushing | 104
5075852101 | Sealing ring | 65.3
5075852128 | Compression spring | 64.1
5075852144 | Spring rod | 73.2
5075852160 | Lifting plate | 121
5075852187 | Bar | 143
5075852209 | PCB for TMX | #VALUE!
5075852225 | Thermoblock for TMX | #VALUE!
5075852241 | NUNC 300ml Reservoir | 192
5075852276 | Ethernet connection cable PC/ epMotion | 270
5075852306 | Hardware key code card | 483
5075852322 | Dongle with hardware key code card with temporary release code | 907
5075852349 | Hardware key code card GxP | 381
5075852365 | Grease | 176
5075852381 | Flex cable on angular plate | 562
5075852403 | Positioning frame for TMX | 1731
5075852420 | Seal for thermal module | 221
5075852454 | Simatic Box PC 627B | #VALUE!
5075852470 | Simatic BOX PC 627C | #VALUE!
5075852535 | Positioning frame for TMX / VELA, color white | 2018
5075852551 | Y monitor cable for Siemens PC 627C | 415
5075852578 | O-ring for RR modules, 10 pcs. | 80.3
5075852659 | Housing frame left with mains switch | 2796
5075852675 | Fan for tool holder | 316
5075852691 | PCB Mainboard as of serial number 5075XX4000/5070XX3000 with PCB interface+Eco module | 4044
5075852713 | Fuse as of serial number 5075XX4000 / 5070XX3000 SMD, 14 pieces | 308
5075852730 | Switched power supply unit epMotion as of serial number 5075XX4000 | 1643
5075854007 | Flex cable Z WS | 174
5075855003 | Tool recognition | 290
5075856000 | Sliding carriage | 965
5075857006 | Level sensor | #VALUE!
5075858150 | Silicon oil | 62.8
5075859009 | Motor Z-axis | 894
5075860007 | Upper light barrier Z | 198
5075862000 | PCB Y-Z-axis | 1548
5075863006 | Tooth belt for Z-axis | 124
5075864002 | Belt wheel for Z-motor | 88.6
5075865009 | Motor Y-axis | 616
5075866005 | Belt wheel for Y-motor | 128
5075868008 | Motor mounting base for Y-axis | 433
5075869004 | Sliding carriage Gr. 15 cl. H | 865
5075870002 | Light barrier Y-axis | 198
5075871009 | Motor X-axis | 932
5075874008 | Reversel wheel, assembled | 720
5075877007 | Hexagon socket head cap screw M6x16 | 96.1
5075878003 | Light barrier X-carrier | 198
5075879000 | Double side tape | 61.2
5075880008 | Main switch with signal-lamp | 140
5075881004 | Power input module | 398
5075883007 | PCB for control DWS 200-240V | 3245
5075883031 | PCB Control DWS 32Bit/REF II | #VALUE!
5075885000 | Position pin | 85.7
5075886006 | Spring metal sheet | 66.6
5075887002 | Countersunk screw M3x5 | 34.1
5075888009 | Space disk | 47
5075889005 | Positioning plate | 243
5075890003 | Calibration tool | 412
5075891000 | Torx-screws, 4 pcs. | 54.9
5075892006 | PCB for Control DWS 100-130V | 3245
5075893002 | Adjusting pin of work surface | 115
5075894009 | Calibration Cycler | 1414
5075895005 | Testplate for levelsensor | 932
5075897008 | Mounting aid | 249
5075898012 | Switched power supply unit | 678
5075898039 | Bayonet 4° | 1102
5075898055 | PCB for tool holder WS | 109
5075898071 | Guiding rail Gr. 15 cl. H | 803
5075898098 | Tooth belt for Y-carrier | 349
5075898110 | Flex cable Y WS | 165
5075898136 | Guiding rail Gr. 20 cl. N | 1722
5075898152 | Tooth belt for X-carrier | 353
5075898179 | Flex cable X WS | 186
5075898195 | PCB for thermal module | 166
5075898217 | Fan 24V DC | 268
5075898250 | PCB for vacuum unit | 1872
5075898276 | Vacuum pump | 2775
5075898292 | Foot for device MF10, 60x50 | 221
5075898314 | Locking motor | 397
5075899000 | Adapter for weighing vessel | 184
5075899051 | Validation set | #VALUE!
5075900157 | Operating instructions 5075 epMotion Workstation, english | 296
5075900165 | Operating instructions 5075 epMotion Workstation, german | 296
5075920301 | epMotion 5075 epBlue GxP In- stallation Qualification, SOP, German | 416
5075920310 | epMotion 5075 epBlue GxP In- stallation Qualification, SOP, English | 416
5075920328 | epMotion 5075 epBlue GxP Operational Qualification, SOP, German | 416
5075920336 | epMotion 5075 epBlue GxP Operational Qualification, SOP, English | 416
5075950057 | Demo transport box 5075 | #VALUE!
5171130001 | Positioning aids for universal capillary holder, 2 pcs. | 350
5173071002 | Heatstage adapter | 503
5175106008 | TransferTip-F (ISCI), sterile, set of 25 | 2034
5175107004 | TransferTip (ES), sterile, set of 25 | 2034
5175108000 | VacuTip, sterile, set of 25 | 1543
5175113004 | TransferTip-R (ICSI), sterile, set of 25 | 2030
5175114000 | TransferTip-RP (ICSI), sterile, 25 pcs. | 2030
5175117000 | TransferTip IMSI/TESE, sterile set of 25 | 1997
5175210000 | Polar Body Biopsy Tip MML, 25 pcs. | 1585
5175220005 | Piezo Drill Tip for mouse ICSI 25 pcs. | 1585
5175230000 | Polar Body Biopsy Tip FCH, 25 pcs. | 1585
5175240006 | VacuTip FCH, 25 pcs. | 1585
5175250001 | Piezo Drill Tip ES, 25 pcs. | 1585
5176000017 | CellTram Air | #VALUE!
5176000025 | CellTram Oil | #VALUE!
5176000033 | CellTram vario | #VALUE!
5176063000 | Mineral Oil, 25 ml | 62
5176101123 | Nut | 84.9
5176101140 | Spindle | 212
5176112001 | Fill tube CellTram Oil | 136
5176114004 | Pressure tube, 1 m | 221
5176116007 | Pressure hose with Luer-Lock connection for CellTram, 1m | 208
5176120004 | Filling tube | 106
5176121000 | Quick Valve screw | 77.8
5176190002 | Universal capillary holder | 749
5176195004 | Service-Kit | 782
5176196000 | O-ring set | 206
5176207002 | Head 3 for microcapillaries outer diameter 0.7-0.9 mm, 2 grip | 290
5176208009 | Adapter for Femtotips, fitting on universal capillary holder | 118
5176210003 | Head 0 for microcapillaries outer diameter 1.0-1.1 mm, 2 grip | 290
5176212006 | Head 1 for microcapillaries outer diameter 1.2-1.3 mm, 2 grip | 290
5176214009 | Head 2 for microcapillaries outer diameter 1.4-1.5 mm, 2 grip | 290
5176220009 | Tube connector | 116
5176853001 | Retrofit kit for upgrade to CellTram Oil with filling bore | 1211
5176854008 | Cylinder body (transparent) for CellTram Oil w. filling bore / vario | 296
5176855004 | Cylinder body (transparent) for CellTram Oil w/o. filling bore | 549
5176856000 | Gear cpl., CellTram vario | 336
5176857007 | O-ring set, CellTram Air | 94.8
5176858003 | O-ring set, CellTram Oil w/o. filling bore | 83.2
5176870003 | CellTram Air maintenance | 307
5176870100 | CellTram Air Operational Qualification (OQ) | 462
5176871000 | CellTram Oil, CellTram vario maintenance | 462
5176871107 | CellTram Oil, CellTram vario Operational Qualification (OQ) | 616
5181000017 | InjectMan NI2 5181, 100-240 V, international | #VALUE!
5181000033 | InjectMan NI2 5181, 100-240 V, with UK/HK-plug | #VALUE!
5181070015 | Connecting cable | 317
5181070040 | Allen key | 159
5181070074 | Main cable, international (packed) | 142
5181070120 | Set of spare screws | 110
5181070180 | Set of fixing screws | 67.4
5181150019 | Curved guide | 549
5181150027 | A-head | 478
5181150035 | Straight guide | 458
5181150043 | X-head with angle adjustment | 1148
5181150051 | Foot switch for InjectMan NI 2 | 628
5181150060 | Connecting cable for InjectMan NI 2 <=> 5246/5242 | 437
5181150094 | Interface cable for PC | 259
5181150310 | Service kit screws | 188
5181150370 | Condensor Elongation for Nikon TE 2000 | 574
5181150400 | Capilaries starter kit (5 pcs. Vacutip, 5 pcs Transfertip ES) LEICA | 894
5181201004 | Adaptor on Leica DMIL/HC for MM 5181, 5183, 5186, 5188 | 1835
5181202000 | Adapter on Leica DMIRE 2 for MM 5181, 5183, 5186, 5188 | 1835
5181203007 | Adapter on Leica DMI-family for MM 5181, 5183, 5186, 5188 | 1835
5181210003 | Adapter on Nikon Diaphot / Diaphot TMD for MM 5181, 5183, 5186, 5188 | 1835
5181212006 | Adapter on Nikon Eclipse TS100 for MM 5181, 5183, 5186, 5188 | 1835
5181214009 | Adapter on Nikon Diaphot 200/ 300 a. Eclipse TE 200/300/2000 for MM 5181, 5183, 5186, 5188 | 1835
5181220009 | Adapter on Olympus IX 50/70 for MM 5181, 5183, 5186, 5188 | 1835
5181221005 | Adapter on Olympus IMT-2 for MM 5181, 5183, 5186, 5188 | 1835
5181222001 | Adapter on Olympus CK-2/30/40 for MM 5181, 5183, 5186, 5188 | 1835
5181223008 | Adapter for Olympus IX53/73/83 Microscope adapter for moun- ting the TransferMan® NK 2, InjectMan® NI 2 and PatchMan™ | 1835
5181230004 | Adapter on Zeiss Axiovert 100/135 for MM 5181, 5183, 5186, 5188 | 1835
5181233003 | Adapter on Zeiss Axiovert 10/35, for MM 5181, 5183, 5186, 5188 | 1835
5181234000 | Adapter on Hund Wilovert 30 for MM 5181, 5183, 5186, 5188 | 1835
5181235006 | Adapter on Zeiss Axiovert 200 for MM 5181, 5183, 5186, 5188 | 1835
5181236002 | X-Y extensionplate | 557
5181237009 | Adapter on Zeiss Axiovert 25, 25C/40C, 40CFL for MM 5181, 5183, 5186, 5188 | 1835
5181238005 | Zeiss Axio Vert. A1 microscope adapter for the micromanipu- lators TransferMan NK 2, In- jectMan NI 2, PatchMan NP 2 | 1835
5181250005 | Universal stand | 2288
5181255007 | Spacer for the usage of Universal Stand on stereo microscopes with extended dimensions | 458
5181301009 | Antivibration Pad XS | 1789
5181303001 | Antivibration Pad S | 1789
5181305004 | Antivibration Pad M | 1789
5181307007 | Antivibration Pad L | 1789
5181309000 | Antivibration Pad XL | 1789
5181850010 | Control board 5188 | #VALUE!
5181850061 | Control board 5181 | #VALUE!
5181850118 | Control board 5183 | #VALUE!
5181850169 | Control board 5186 | #VALUE!
5181850215 | Joint | 1535
5181850673 | Joystick, dynamic | 1643
5181850770 | Display | 620
5181850827 | Keypad 5181 NI2 | 969
5181850878 | Keypad 5183 NP2 | 1019
5181850924 | Keypad 5186 ASTP | 1206
5181850975 | Keypad 5188 NK2 | 1019
5181851017 | Variable regulator NMGT2 with knob | 346
5181851068 | Variable regulator NMG with knurled wheel | 230
5181851564 | Set of springs for X, Y, Z | 152
5181851602 | Switch for Z-axis | 177
5181851653 | Set of screws, motor modules | 212
5181851700 | Packing | 549
5181851904 | Groundplate | 824
5181852013 | Grounding set for NMGs | 51.6
5181852064 | X-Y, Z module 5186 | #VALUE!
5181852110 | X-Y, Z module 5181 | #VALUE!
5181852161 | X-Y module | #VALUE!
5181852218 | Z module | #VALUE!
5181852510 | PCB X-Y axis | 466
5181852650 | Tension plate | 168
5181852706 | Repair/retrofit kit for tension plate, screwed version (Z module) | 824
5181852803 | Arrow label for Z-axle | 79
5181853206 | Fuse SMD 2,5 A slow, 5 pcs. | 62.4
5181853257 | Joystick, proportional | 2787
5181853460 | PCB Universal | 3378
5181853605 | Power supply | 612
5181854008 | Mains cable | 88.2
5181855004 | Mains cable US | 113
5181856000 | Mains cable GB | 139
5181900018 | Operating manual 5181 | 110
5183000014 | PatchMan NP2 5183, 100-240 V, international | #VALUE!
5183000030 | PatchMan NP2 5183, 100-240 V, with UK/HK-plug | #VALUE!
5183110006 | Extension-cable modules | 308
5186000015 | Manipulator for Leica AM 6000, 100-240V/50-60Hz | #VALUE!
5186000031 | Manipulator for Leica AM 6000, 100-240V/50-60Hz, with GB-plug | #VALUE!
5186150017 | Cable set 5186 | 736
5188000012 | TransferMan NK2, 100-240V | #VALUE!
5188000039 | TransferMan NK2 5188, 100-240V with UK/HK-plug | #VALUE!
5188110004 | 10° Adapter for NK2 and NPA2 | 395
5188200011 | TwinTip-Holder for TransferMan NK2 | #VALUE!
5188852000 | Mounting angle | 334
5188870009 | Micromanipulator maintenance | 462
5188870106 | Micromanipulator Operational Qualification (OQ) | 811
5190042008 | TransferTips (MDS), 10 pcs. | 624
5190043004 | FilterTips (MDS), sterile, 96 pcs. | 865
5190204008 | MicroChisel (MDS), 10 pcs. | 624
5190850015 | Control unit | #VALUE!
5190850023 | Operating unit | 3386
5190850031 | Keypad | 691
5190850040 | PCB Display | 1643
5190850058 | PCB Control | 3482
5190850066 | Switching power supply | 562
5190850074 | Cutting tool | #VALUE!
5190850082 | Collet chuck | 233
5190850090 | Pipette | 2417
5190850104 | Probe support | 249
5190850112 | Adapter for GELoader | 277
5191000015 | TransferMan® 4m, micromanipulator with DualSpeed™ joystick for direct and dynamic movement | #VALUE!
5191000031 | TransferMan® 4m, micromanipulator with DualSpeed™ joystick for direct and dynamic movement | #VALUE!
5192071005 | Spare parts kit for TransferMan® 4m/r and InjectMan® 4 | 369
5192072001 | Positioning aid, pack of 2, for mounting universal capillary holder on TransferMan® 4m/r and | 360
5192073008 | Headstage holder for InjectMan® 4, for pre- amplifier | 394
5192074004 | Tool for TransferMan 4r/m and InjectMan 4. Allen torque key, 3 mm. | 200
5192075000 | Tool for TransferMan 4r/m and InjectMan 4. Allen key, 1.3 mm. | 133
5192076007 | Tool for TransferMan 4r/m and InjectMan 4. Allen key (set of 7), 1.5 mm, 2 mm, 2.5 mm, 3 mm, 4 mm, 5 mm, 6 mm | 158
5192077003 | Tool bag for TransferMan 4r/m and InjectMan 4. Tools must be ordered separately (5192 076.007, 5192 075.000, 5192 | 124
5192301000 | Microscope adapter for TransferMan® 4m/r and InjectMan® 4; Leica 1, for DMI3000 B, 3000 M, 4000 B, | 2454
5192302007 | Microscope adapter for TransferMan® 4m/r and InjectMan® 4; Leica 2, for Leica® DM IL LED, HC | 2454
5192306002 | Microscope adapter for TransferMan® 4m/r and InjectMan® 4; Olympus 1, for Olympus® IX50, IX51, IX70, | 2454
5192311006 | Microscope adapter for TransferMan® 4m/r and InjectMan® 4; Zeiss 1, for Zeiss Axiovert® 100, | 2454
5192312002 | Microscope adapter for TransferMan® 4m/r and InjectMan® 4; Zeiss 2, for Zeiss Axio Vert.A1 | 2870
5192316008 | Microscope adapter for TransferMan® 4m/r and InjectMan® 4; Nikon 1, for Nikon Eclipse® Diaphot 200, | 2870
5192321001 | Adapter bridge, for mounting TransferMan® 4m/r and InjectMan® 4 micromanipulators on | 1664
5192325007 | Universal stand for TransferMan® 4m/r and InjectMan® 4 micromanipulators | 2995
5193000012 | TransferMan® 4r, micromanipulator w. DualSpeed™ joystick for direct and dynamic movement | #VALUE!
5193000039 | TransferMan® 4r, micromanipulator w. DualSpeed™ joystick for direct and dynamic movement | #VALUE!
5194000016 | Eppendorf PiezoXpert 100-240V/ 50-60Hz, for piezo-assisted micromanipulation | #VALUE!
5194075016 | Actuator Verification | 1223
5194075105 | Actuator | #VALUE!
5194075202 | Foot control | 1726
5194075300 | Spacer plate | 220
5194850109 | PCB PiezoXpert, with display | 3561
5194850206 | Power supply | 632
5194850303 | Upper part of housing with keypad | 1431
5194850516 | Pin-type face wrenche, adjust- able, 2 mm | 191
5194920000 | Service manual, german, for Eppendorf PiezoXpert 5194 | 215
5194920018 | Service manual, english, for Eppendorf PiezoXpert 5194 | 215
5194920026 | SOP Installation Qualification german, for Eppendorf Piezo- Xpert 5194 | 433
5194920034 | SOP Installation Qualification english, for Eppendorf Piezo- Xpert 5194 | 433
5194920042 | SOP Operational Qualification, german, for Eppendorf Piezo- Xpert 5194 | 433
5194920050 | SOP Operational Qualification, english, for Eppendorf Piezo- Xpert 5194 | 433
5211058007 | Foot Control | 620
5221000228 | Extension Cable for EDOS dispensing grip, 1.5 m | 346
5221000244 | EDOS foot switch | 724
5222000108 | Dispensing grip for EDOS 5222 | 3682
5222015024 | Silicone keypad | 62.4
5222018007 | Upper housing | 192
5222030007 | Sensor | 399
5222040002 | Drive with spindle | 795
5222101010 | Foil keypad | 236
5222501000 | Pipetting adapters: Pip 10: 0.5 - 10 µl | 799
5222521000 | Pipetting adapters Pip 1000: 100-1000 µl | 724
5222540005 | Pipetting adapters 8-channel pipetting adapter 5-50 µl | 1556
5222550000 | Pipetting adapters 8-channel pipetting adapter 30-300 µl | 1556
5222560006 | Pipetting adapters 8-channel pipetting adapter 50-1200 µl | 1556
5222570001 | Spring for dispensing grip | 503
5222600008 | Cable for hand grip | 200
5222610003 | EDOS Interface cable | 487
5222701009 | Grope (two pices) | 111
5222705004 | Ejector | 324
5222800007 | PCB hand grip | 219
5222805211 | E-PROM (SMD) | 335
5222808008 | PCB Control | 2954
5222900028 | Operating manual EDOS 5222, german/english | 124
5242952008 | Femtotip, sterile injection capillary, 0.5µm inner and 1.0µm outer diameter, 20 pcs. | 445
5242956003 | Microloader, 2 x 96 pcs. | 342
5242957000 | Femtotip II, sterile injection capillary, 0.5µm inner and 0.7µm outer diameter, 20 pcs. | 445
5246161005 | Injection tube, 1 m | 147
5246162001 | Pressure Tube, 2 m with bayonet quick seal | 186
5246164004 | Injection tubing, 2 m | 206
5246621006 | Transmission cable 5246 for Communication 5171 to 5246 | 437
5247000030 | FemtoJet, programmable micro- injector with integrated pres- sure supply, 100-240V/50-60Hz, with GB-plug | #VALUE!
5247102053 | Socket | 3.4
5247102061 | Sliding socket | 10.4
5247104021 | Guide | 71.6
5247120000 | Cover | 77.8
5247130006 | Exhaust air valve | 562
5247160002 | Air tube | 297
5247602005 | Display | 437
5247613007 | Cable Valve 1 + 2 | 924
5247617002 | Hand control | 437
5247622006 | Cable Interface | 466
5247623002 | Foot control | 599
5247852001 | Injectormodule | #VALUE!
5247854004 | Grease | 118
5247855000 | PCB FemtoJet | 3898
5247856007 | Sensor tube | 620
5247860004 | Valve block | 1335
5247861000 | Cap (air tube) | 85.7
5247870000 | FemtoJet, FemtoJet express maintenance | 616
5247870107 | FemtoJet, FemtoJet express Operational Qualification (OQ) | 1007
5247900011 | Operating instructions 5247 FemtoJet, german/english | 73.2
5248000017 | FemtoJet express, 100-240V, 50-60Hz | #VALUE!
5248000033 | FemtoJet express, 100-240V, 50-60Hz, with GB-plug | #VALUE!
5248000041 | FemtoJet express, 100-240V, 50-60Hz, with plug for Japan/ Taiwan/South-America | #VALUE!
5248110050 | Foil for keyboard | 134
5248200008 | Pressure tube | 520
5248202000 | Adapter for nitrogen reducer USA | 162
5248851009 | Regulating valve | 612
5280000010 | One-channel dispensing tool TS50, 1-50µl | #VALUE!
5280000037 | One-channel dispensing tool TS300, 20-300 µl | #VALUE!
5280000053 | One-channel dispensing tool TS1000, 40-1000µl | #VALUE!
5280000215 | 8-channel dispensing tool TM50-8, 1-50µl | #VALUE!
5280000231 | 8-channel dispensing tool TM300-8, 20-300µl | #VALUE!
5280000258 | 8-channel dispensing tool TM1000-8, 40-1000µl | #VALUE!
5280020011 | Seal 50 (single-/multichannel) | 15.4
5280060021 | Cylinder 1000 (single-channel) | 86.1
5280210040 | Ejector (50/300/1000 multi- channel) | 36.6
5280211020 | Ejector lever (50/300/1000 multi-channel) | 64.9
5280242014 | Cylinder with thread (300/ 1000 multi-channel) | 82.4
5280510027 | Pipette tip 1250 µl, shortened | 4.6
5280601006 | Auxiliary tool | 29.1
5280801005 | Spindle (50/300/1000 multi- channel) | 233
5280802001 | Adhesive nut (50/9 single- channel) | 317
5280803008 | Adhesive nut (300 single- channel) | 295
5280804004 | Adhesive nut, with piston (1000 single channel) | 319
5280805000 | Nut, with housing part (50/9 multi-channel) | 2392
5280806007 | Nut, with housing part (300 multi-channel) | 2392
5280807003 | Nut, with housing part (1000 multi-channel) | 2392
5280809006 | Ejector (50/300/1000 single- channel) | 96.9
5280810004 | Connection piece (50/1000 single-channel) | 162
5280811000 | Connection piece (300 single- channel) | 171
5280812007 | Ejector sleeve, printed (50/ 300 single-channel) | 62.4
5280813003 | Ejector sleeve, printed (1000 single-channel) | 157
5280814000 | Lower part (50 single-channel) | 155
5280815006 | Lower part (300 singlechannel) | 215
5280816002 | Lower part (1000 single- channel) | 237
5280817009 | Piston (50 multi-channel) | 105
5280818005 | Lower part (50/9 multichannel) | 80.3
5280819001 | Ejector | 159
5280821006 | Lower part 50/9MK hex | 86.5
5282000018 | Gripper, holder included | #VALUE!
5282801002 | Gripper | 3806
5282802009 | Spindle | 361
5282803005 | Spindle nut | 358
5282804001 | Needle, 4 pcs. | 146
5282805008 | Gripper arm, back | 390
5282806004 | Gripper arm, front | 390
5301010003 | Special plug for external pump | 273
5301030004 | Solenoid valve | 566
5301036002 | Ventilation Valve for Vacufuge 115 V | 803
5301100029 | Lid cushioning in housing,2pcs | 91.9
5301100037 | Pins for lid, 3 pcs. | 87.8
5301105012 | Sealing | 9.2
5301106205 | Rubber buffer (4 pcs.) | 55.7
5301107007 | Rotor support | 1015
5301110032 | Tube connection | 140
5301132508 | Repair kit boiler heating 230V | 2791
5301132605 | Repair kit boiler heating 120V | 2891
5301160102 | Gasket for housing | 126
5301160200 | Direct drive | 1227
5301200007 | Operating part cpl. (german) | 624
5301210002 | Operating part cpl. (english) | 620
5301316005 | Spacer for sandwich use of fixed-angle rotors | 96.5
5301330008 | Emission Condensator | 1165
5301336006 | Angle tube connection for separator | 89
5301337002 | PVC-tubing for Concentrator | 64.5
5301501007 | Housing for vacuum pump | 678
5301501112 | Valve for M.Z.2 | 360
5301501120 | Membrane MZ 2C | 305
5301520001 | Vacuum pump | #VALUE!
5301524007 | Membrane pump 230V CSA | #VALUE!
5301609002 | Heating-mat | 616
5301610000 | Thermo switch 70³C | 42.4
5301612003 | Temperature sensor | 243
5301616009 | Transformer | 491
5301624001 | Temperature sensor (s/n 65 onwards) | 42.4
5301700018 | Lid | 861
5301810000 | PCB Control 230V | 1589
5301830000 | PCB Operating | 441
5301840006 | PCB Hall sensor | 316
5301850010 | Rubber washer for housing vacuum pump, 4 pcs. | 34.1
5301850028 | Vacuum tube | 64.5
5301850036 | Clamping nuts vacuum tube, 2 pcs. | 82.8
5301850044 | Connection nozzle | 92.8
5301850052 | Sealing screw | 116
5301850060 | Transport safety device 5301 | 82.4
5301850079 | Lid latch lever | 64.5
5301850087 | Gas ballast cap | 172
5301850095 | Shut off valve | 1498
5301850109 | Socket 1/4-1/4 | 84
5301850117 | Double nipple 1/4-1/4 | 129
5301850125 | T-adapter | 803
5301850133 | Gas ballast valve | 803
5301850150 | Housing for pump with gel dryer | 1277
5301850168 | Air filter | 71.6
5301850184 | Fuse T315mA (230V) | 21.6
5301850192 | Fuse T630mA (230V) | 21.6
5301850230 | Fuse T1,25A (230V) | 21.6
5301850249 | Fuse T4A (230V) | 21.6
5301850265 | Mains input module 230V | 177
5301900017 | Operating manual 5301, tri-lingual | 72
5301900041 | Operating manual 5301 - USA | 92.8
5301920026 | SOP Installation Qualification for Concentrator 5301, german | 249
5301920034 | SOP Installation Qualification for Concentrator 5301, english | 249
5301920042 | SOP Operational Qualification for Concentrator 5301, german | 249
5301920050 | SOP Operational Qualification for Concentrator 5301, english | 249
5301920069 | Safety instructions for SOP for Concentrator 5301, german | 249
5301920077 | Safety instructions for SOP for Concentrator 5301, english | 249
5301920085 | SOP Device testing for Con- centrator 5301, german | 249
5301920093 | SOP Device testing for Con- centrator 5301, english | 249
5301950006 | Packing compete 5301 Concentrator System | 229
5305000100 | Concentrator plus, basic device, with rotor F-45-48-11, 230 V/50-60 Hz | #VALUE!
5305000169 | Concentrator plus, basic device, with rotor F-45-48-11, 230 V/50-60 Hz, with GB plug | #VALUE!
5305000304 | Concentrator plus, complete system with integrated diaphragm vacuum pump, with rotor F-45-48-11, 230V/50-60Hz | #VALUE!
5305000363 | Concentrator plus, complete system with integrated diaphragm vacuum pump, with rotor F-45-48-11, 230V/50-60Hz | #VALUE!
5305000509 | Concentrator plus, complete system with integrated diaphragm vacuum pump, without rotor, 230 V/50-60 Hz | #VALUE!
5305000568 | Concentrator plus, complete system with integrated diaphragm vacuum pump, without rotor, 230 V/50-60 Hz, | #VALUE!
5305000703 | Concentrator plus, complete system with integrated diaphragm vacuum pump, connection, e.g. for gel dryer | #VALUE!
5305000762 | Concentrator plus, complete system with integrated dia- phragm vacuum pump, connection e.g. for gel dryer, w/o rotor, | #VALUE!
5305850030 | Prozessor software 5305 V3.0 | 121
5305850057 | Pcb display 5305 | 894
5305850073 | Direct drive with sensor | 1148
5305850103 | Housing concentrator plus | 607
5305850111 | Housing Vacufuge plus | 607
5305851070 | Lid locking lever | 83.2
5305851100 | Upper part of housing Concentrator plus | 632
5305851118 | Upper part of housing, Vacufuge plus, ENA | 632
5305851126 | Key pad | 86.1
5305851134 | Lid | 948
5305851142 | Lid lock | 285
5305851150 | Sealing ring, for lid | 127
5305851401 | Bottom cover basic device | 339
5305851411 | Bottom cover complete system | 339
5305851428 | Bottom cover, pump | 244
5305851509 | Housing for vacuum pump, standard | 587
5305851517 | Housing for vacuum pump, junction for external devices | 632
5305851525 | Intermediate piece 1/4''-1/4'' | 122
5305851541 | O-ring for sealing screw | 54.1
5305851606 | Mains input module, 230V | 122
5305851800 | PCB operating/display | 612
5305851819 | PCB control 230V | 1489
5305920020 | SOP Installation Qualification for Concentrator 5305, german | 445
5305920039 | SOP Installation Qualification for Concentrator 5305, english | 445
5305920047 | SOP Operational Qualification for Concentrator 5305, german | 445
5305920055 | SOP Operational Qualification for Concentrator 5305, english | 445
5306000006 | SmartBlock PCR 96, thermoblock for PCR plates 96, incl. Lid | 2538
5307000000 | SmartBlock PCR 384, thermo- block for PCR plates 384, incl. Lid | 2538
5308000003 | ThermoTop with condens.protect technology for ThermoMixer C, F1.5, FP, ThermoStat C | 1726
5309000007 | SmartBlock 5mL, thermoblock for 8 tubes 5.0 mL | 2038
5309000333 | Thermoblock for 8 tubes 5,0 mL | 2030
5320007048 | Insulating Plate II | 48.3
5320050008 | Heating element 220 V | 250
5325051002 | Universal destillation capillary (1 set = 100 pcs.) | 1385
5325053005 | Universal glass frit (1 set = 100 pcs.) | 828
5325060001 | Sample vial, 20 ml (1 set = 100 pcs.) | 223
5325061008 | Septum for sample vial (1 set = 100 pcs) | 757
5325070007 | Collecting vial, 10 ml (1 set = 25 pcs) | 1597
5325071003 | Septum for collecting vial (1 set = 30 pcs) | 80.7
5325072000 | Screw cap for collecting vial (1 set = 30 pcs) | 95.7
5325073006 | Phase separation cup (1 set = 25 pcs.) | 828
5325078008 | Isolation cap (1 set = 6 pcs.) | 570
5325080002 | Isolation cap (1 set = 12 pcs) | 1156
5325081009 | Cooling insert (for heating position) | 757
5325083001 | Vial lifter | 78.2
5325084008 | Crimping tool | 986
5325085004 | Decapper | 986
5325095000 | Gas-Controller | 2022
5325097002 | Gas tubing (1 set = 6 pcs.) | 516
5325098009 | Canula d. 0,6 x 80 (1 set = 6 pcs.) | 177
5325100011 | Lower part | 2163
5325100020 | Safety Cover (plexiglass) | 344
5325100062 | Ring (cup support) | 17.5
5325150027 | Upper part | 1880
5325255007 | Cooling block, wrapped in foam | 2167
5325265002 | Heating block, wrapped in foam | #VALUE!
5325605008 | LCD display | 1402
5325611008 | Fan | 2646
5325613000 | Peltier element with cable | 491
5325620007 | Connecting cable for PC | 385
5331021000 | Temperature sensor | 186
5331220002 | In Situ Adapter for Master- cycler gradient and Master- cycler | 4118
5331229018 | RS-232 cable | 1256
5331229026 | Cable for Temperature Validation System | 1273
5331232140 | Operating manual | 24.1
5331233007 | Sensor for 384 well block | 2758
5331234003 | Silicone pad 384 | 92.8
5331235000 | Chip card | 143
5331238009 | Chip card 96 | 129
5331601006 | Fan, small | 159
5331602002 | Fan, large | 316
5331630006 | Toroidal transformer for 230 Volt | 1194
5331852009 | Universal Trafo for 5331+5333 | 1223
5331853005 | Lower part of housing incl. device feet | 2034
5331856004 | Lid frame incl. Velcro | 305
5331858007 | Velcro fastener | 129
5331859003 | Air guide rubber (left+right) | 924
5331863051 | Software-update Gradient -french- 2.00.31 | 1156
5331864007 | Heated lid for 5331/5333 | 3827
5331866000 | PCB Power unit | 3985
5331867006 | Data cable | 96.5
5331868002 | Repair set knob heated lid | 298
5331869009 | Packaging Mastercycler | 288
5331870007 | PCB Computer for 5331/33/34, (without display) and software | 3719
5331872000 | Spacer for Mastercycler ep, version 384 | 164
5331873006 | LCD display cpl. | 703
5331874002 | Cable MUX | 113
5331875009 | Upper part of housing | 732
5331876005 | Membrane keyboard | 578
5331877001 | Mastercycler Group 1: Preventive Maintenance | 1069
5331878008 | Mastercycler Group 1: Sequential Temperature Verifi- cation with Single-Well tool | 894
5331879004 | Mastercycler Group 1: Operational Qualification (OQ) | 2088
5331880002 | Mastercycler Group 1: Electrical Testing according to country-specific regula- tions | 127
5331891004 | Thermoblock | #VALUE!
5331900062 | Operating instructions 5331/5333 Mastercycler, multilingual | 59.9
5331920225 | SOP Dismentling instructions for Mastercycler 5331/33, german | 487
5331920233 | SOP Dismentling instructions for Mastercycler 5331/33, english | 487
5331950019 | Cardboard box for Mastercycler gradient | 21.2
5331950027 | Insert-upper part | 106
5332300018 | Personal card for Mastercycler gradient, Mastercycler and Mastercycler personal | 85.7
5332604009 | Fan, large | 188
5332625006 | Cable for measuring adapter (for PW detection) | 335
5332800002 | PCB Computer incl. EPROMs (without display) | 3207
5332808003 | PCB Line filter for 230 Volt | 649
5332815000 | PCB Interference choke | 363
5332851006 | Thermoblock, w/o heating lid | #VALUE!
5332852002 | Device feet (set of 4) | 179
5332853009 | Lower part of housing incl. feet | 1198
5332854005 | Universal Trafo for 5332 | 645
5332855001 | Heated lid, cpl. | 3357
5332856008 | Lid frame, incl. Velcro | 790
5332859007 | Velcro fastener | 129
5332860005 | Display, cpl. | 1161
5332861001 | PCB Power unit | 3985
5332863004 | Software update v2.0 ger./eng. | 1123
5332863039 | Software up-date for 5332, french, V 2 | 1156
5332867000 | Software update | 362
5332869002 | Upper part of housing | 699
5332870000 | Membrane keyboard | 616
5332900066 | Operating manual 5332, multi-lingual | 117
5332920024 | SOP Installation Qualification for Mastercycler 5332, german | 487
5332920032 | SOP Installation Qualification for Mastercycler 5332, english | 487
5332920040 | SOP Operational Qualification for Mastercycler 5332, german | 487
5332920059 | SOP Operational Qualification for Mastercycler 5332, english | 487
5332920067 | Safety instructions for SOP for Mastercycler 5332, german | 487
5332920075 | Safety instructions for SOP for Mastercycler 5332, english | 487
5332920083 | SOP device testing for Mastercycler 5332, german | 487
5332920091 | SOP device testing for Mastercycler 5332, english | 487
5332920229 | SOP dismentling instruction for Mastercycler 5332, german | 487
5332920237 | SOP dismentling instruction for Mastercycler 5332, english | 487
5333851050 | Thermoblock, w/o heating lid | #VALUE!
5333856001 | Membrane keyboard | 724
5340000015 | Control Panel, connecting cable included | #VALUE!
5340851007 | PCB Control panel | 3141
5340853000 | Control panel upper part of housing with keypad | 1119
5340854006 | LCD display | 1660
5340855002 | Data cable for control panel Mastercycler | 377
5340856009 | Data cable for control panel epMotion | 377
5340857005 | Stand | 406
5340859008 | Repair kit | 724
5340860006 | Control Panel repair kit with USB adapter suitable for Windows 7 | 1119
5341222003 | Zero modem adapter for Temperatur Validations System | 114
5341611000 | CAN-Bus connecting cable bet- ween 2 thermomodules, 150 cm | 249
5341612006 | CAN-Bus connecting cable bet- ween 2 thermomodules, 50 cm | 194
5341851000 | PCB Computer Software v. X.xx | 3058
5341853003 | PCB Launch | 1943
5341861006 | Fan for thermo unit | 624
5341862002 | Rubber guide fan | 840
5341863009 | PCB Heated lid | 1889
5341864005 | Switch (front) | 483
5341865001 | Lid | 732
5341866008 | Supplement set X-drive (forward/backward) | 2588
5341867004 | Slider left/right | 337
5341869007 | Motor heated lid (open/close) | 595
5341871001 | Panel left | 632
5341872008 | Panel right | 620
5341873004 | Front panel MC ep gradient | 293
5341874000 | Front clip | 347
5341875007 | Lower part of housing w. feet | 803
5341876003 | Rear-panel | 376
5341878006 | Device feet (4 pcs.) | 74.5
5341879002 | Packing Mastercycler | 365
5341880000 | Data cable ISP | 253
5341881007 | Stopper (4 pcs.) | 58.2
5341883000 | Front panel MC ep 384 | 300
5341884006 | Front panel MC ep gradient S | 293
5341885002 | Measure cable Thermoblock | 381
5341886009 | Motor heated lid (forward/ backward) | 612
5341887005 | PCB Position X-motor | 587
5341888001 | Guide pins (2 pcs.) | 292
5341889008 | Cover | 291
5341890006 | Sucker tool | 79
5341891002 | Transport protection | 61.6
5341892009 | Clamps (left/right) | 152
5341893005 | PCB X-drive | 1439
5341894001 | Heated lid | #VALUE!
5341895008 | Lid transport safety | 117
5341896004 | Repair set Switching power supply unit | 102
5341897000 | Temperature sensor for 0,2ml | 2812
5341898007 | Adapter galvanic separation, with power supply | 1539
5341899003 | Power supply for testo device | 445
5341920061 | Mastercycler ep 5341 Installation Qualification, SOP, German | 487
5341920070 | Mastercycler ep 5341 Installation Qualification, SOP, English | 487
5341920088 | Mastercycler ep 5341 Operational Qualification, SOP, German | 487
5341920096 | Mastercycler ep 5341 Operational Qualification, SOP, English | 487
5341920126 | Mastercycler ep 5341 Safety instructions for SOP, German | 487
5341920134 | Mastercycler ep 5341 Safety instructions for SOP, English | 487
5341920161 | Mastercycler ep 5341, SOP device testing, German | 487
5341920170 | Mastercycler ep 5341, SOP device testing, English | 487
5341920223 | Mastercycler ep 5341, SOP dismantling instruction, German | 487
5341920231 | Mastercycler ep 5341, SOP dismantling instruction, English | 487
5341980005 | Demo-case for Mastercycler ep | 2346
5346000017 | Control panel for epMotion | #VALUE!
5349810001 | CycleManager pro, CD incl. instructions, PEAK-adapter and connection cabel | #VALUE!
5349820007 | CycleManager pro, CD incl. instructions | #VALUE!
5349840008 | CycleManager pro xl, CD incl. instructions, PEAK-adapter and connection cable | #VALUE!
5349851000 | USB CAN adapter | 2255
5349852006 | CAN bus adapter cable with 9-pin SUB-D socket + RJ45 plug | 243
5350005112 | Key pad | 133
5350005155 | Motor | 252
5350005163 | Key pad for Brinkmann version | 129
5350854004 | Upper part of housing, with key pad | 948
5350855000 | Switching power supply unit | 410
5350856007 | Mains input module, cpl. | 324
5350858000 | Display, cpl. | 341
5350859006 | Excenter and imbalance disk | 378
5350860004 | Thermoblock | 1414
5350862007 | PCB Mixer compact, with PROM | 1714
5350863003 | Stopper (2 pcs.) | 49.9
5350865006 | EPROM/RAM Basic V 2.0 | 160
5350866002 | Motor for Refresher | 405
5350867106 | Oscillating frame 5350/5355 (POM) | 170
5350868005 | Packing for 5350 | 224
5350900014 | Operating Manual Thermomixer 5350, in 5 languages | 69.5
5350997018 | Thermomixer temperature calibration | 1165
5350997026 | MixMate maintenance | 416
5350997034 | ThermoStat plus maintenance | 503
5350997042 | Thermomixer compact maintenance | 416
5350997050 | Thermomixer comfort maintenance | 503
5350997069 | MixMate Operational Qualification (OQ) incl. maintenance | 1269
5350997077 | ThermoStat plus Operational Qualification (OQ) incl. maintenance | 1531
5350997085 | Thermomixer compact Operatio- nal Qualification (OQ) incl. maintenance | 1269
5350997093 | Thermomixer comfort Operational Qualification (OQ) incl. maintenance | 1531
5350997107 | Thermo/Mixers electrical testing according to country-specific regulations | 123
5350997115 | Oscillation frame exchange and adjustment | 1161
5350998014 | ThermoStat C maintenance | 495
5350998022 | ThermoMixer® F1.5/FP main- tenance | 410
5350998030 | ThermoMixer® C maintenance | 495
5350998049 | ThermoStat C Operational Qua- lification (OQ) incl. main- tenance | 1510
5350998057 | Thermomixer® F1.5/FP Operati- onal Qualification (OQ) incl. maintenance | 1252
5350998065 | ThermoMixer® C Operational Qualification (OQ) incl. Main- tenance | 1510
5352100007 | Exchangeable thermoblock CombiBox for any test tubes, interior 13,5x9,0x6,0 cm (WxDxH) | 2438
5352606008 | Mains Module with cable | 206
5352851002 | Foots for housing (4 pcs.) | 88.6
5352852009 | Foil keyboard | 301
5352853005 | Upper part of housing | 339
5352854001 | PCB Cooling thermostat | 2255
5352855008 | Fan 1 | 366
5352856004 | Fan 2 (2 pcs.) | 382
5352857000 | Main power input module | 378
5352858007 | Temperature control block | 1830
5352859003 | PCB Display | 339
5352861008 | Distance pieces for housing | 114
5352862004 | Packing for 5355/5352 | 224
5353000014 | MixMate with 3 tube holders: PCR 96, 0.5ml, 1.5/2.0ml, 230V/50-60Hz | #VALUE!
5353000030 | MixMate with 3 tube holders: PCR 96, 0.5ml, 1.5/2.0ml, 230V/50-60Hz, GB-plug | #VALUE!
5353040113 | Tube holder PCR 96, for 96x 0,2ml PCR-tubes, -strips or 96-well PCR-plates, semi- skirted or unskirted | 203
5353040121 | Tube holder 0,5ml, for 24x 0,5ml micro test tubes | 162
5353040130 | Tube holder 1,5/2,0ml for 24x 1,5 or 2,0ml micro test tubes | 162
5353850107 | Screening plate | 111
5353851006 | Upper part of housing with keypad | 212
5353852002 | PCB Display | 516
5353853009 | Light barrier | 129
5353854200 | LP MixMate 240V | 1543
5353856008 | Speedsensor | 83.2
5353857004 | Oscillating frame | 246
5353857209 | Mounting fixture for oscillating frame | 532
5353858000 | Repair kit eccenter | 410
5353860005 | Motor | 711
5353861001 | Spherical support, dark, set of 4 | 87.4
5353862105 | Plate holder | 445
5353863101 | Cover caps, 4 pcs. | 79.5
5353865023 | Fuse 230V 0,8A | 23.7
5353920202 | SOP Installation Qualification for MixMate 5353, german | 503
5353920210 | SOP Installation Qualification for MixMate 5353, english | 503
5353920229 | SOP Operational Qualification for MixMate 5353, german | 503
5353920237 | SOP Operational Qualification for MixMate 5353, english | 503
5353920245 | Safety instructions for SOP for MixMate 5353, german | 503
5353920253 | Safety instructions for SOP for MixMate 5353, english | 503
5354850500 | Temperature sensor 1,5mL | 2650
5355005048 | Key pad | 160
5355005277 | Filter paper | 102
5355352007 | Allen head key 3 mm | 73.2
5355604006 | Fan for Thermomixer | 50.8
5355800115 | EPROM/RAM | 188
5355803009 | Mains input module, cpl. | 234
5355856005 | PCB Display, cpl. | 312
5355857001 | PCB Mixer comfort, w. EPROM | 1643
5355858008 | Data cable, for 5355 only | 270
5355859004 | Excenter and imbalance disk | 238
5355860002 | Heating-/cooling plate | 2970
5355860100 | insert nut for heating/ cooling plate | 98.2
5355862005 | Insulation strip | 24.1
5355863001 | Spherical foot, 4 pieces | 178
5355864008 | Holder for ball foot, 4 pcs. | 139
5355866060 | Repair kit silicone ring | 82.4
5355900012 | Operating Manual 5355 Thermomixer comfort multilingual | 111
5360000011 | Exchangeable thermoblock for micro test tubes 24x 1.5 ml, complete with IsoTherm Rack and IsoTherm cool pack 0°C | 2030
5360000038 | SmartBlock 1.5mL, thermoblock for 24 tubes 1.5 mL | 2038
5361000015 | Exchangeable thermoblock for micro test tubes 24x 0.5 ml, complete with IsoTherm Rack and IsoTherm cool pack 0°C | 2030
5361000031 | SmartBlock 0.5mL, thermoblock for 24 tubes 0.5 mL | 2038
5362000019 | Exchangeable thermoblock for micro test tubes 24x 2.0 ml, complete with IsoTherm Rack and IsoTherm cool pack 0°C | 2030
5362000035 | SmartBlock 2.0mL, thermoblock for 24 tubes 2.0 mL | 2038
5363000012 | Exchangeable thermoblock for MTPs and Deepwell plates, with lid | 2529
5363000039 | SmartBlock plates, thermoblock for plates and deepwell plates incl. Lid | 2538
5363000217 | MTP-cover | 474
5363000233 | Lid for ThermoMixer F1.5, ThermoMixer FP,for SmartBlocks 0.5 mL, 1.5 mL, 2.0 mL, plates PCR 96, PCR 385 | 458
5363007009 | Adapter plate for 96x0,2 ml PCR tubes to insert in blocks for MTPs | 670
5363850016 | Screws for MTP-block | 60.3
5363850024 | Screws MTP + Adapter 0.2mL | 60.3
5364000016 | Exchangeable thermoblock for 24 micro test tubes, 11-11.9mm diam., High 30-76 mm | 2529
5364000024 | SmartBlock 12mm, thermoblock for 24 tubes diameter 11 mm- 11.9 mm, height 34 mm-76 mm | 2538
5365000010 | Exchangeable thermoblock for Falcon tubes for 4 x 50 ml | 2030
5365000028 | SmartBlock 50mL, thermoblock for 4 conical tubes 50 mL | 2038
5366000013 | Exchangeable thermoblock for Falcon tubes for 8 x 15 ml | 2030
5366000021 | SmartBlock 15mL, thermoblock for 8 conical tubes 15 mL | 2038
5367000017 | Exchangeable thermoblock for 1.5-2 ml Cryo tubes | 2030
5367000025 | SmartBlock cryo, thermoblock for 24 cryo tubes 1,5 mL- 2 mL, diameter max. 12.5 mm, all base shapes | 2038
5368000010 | Exchangeable thermoblock for 4 slides, for hybridization experiments | 2679
5368000100 | Exchangeable thermoblock for 4 DualChips | 4093
5368001408 | Reservoir-pads, 3 pcs. | 44.9
5368851002 | Lid-replacement-set | 520
5368852009 | Springlock, 2 pcs. | 146
5382000015 | ThermoMixer C, basic device without thermoblock, 220-240V | #VALUE!
5382000031 | ThermoMixer C, basic device without thermoblock, 220-240V, with GB-plug | #VALUE!
5382850019 | Upper part of housing, w/o keypad, TMC / TSC / TMF | 549
5382850035 | Centering pin, 2 pcs., incl. PCB TT-Power, TMC / TSC / TMF | 317
5382850060 | Keypad, incl. Frontclip, TMC | 254
5382850108 | Motor, TMC / TMF | 445
5382850205 | Stabiliser link, set = 2 pcs, TMC / TMF | 570
5382850302 | Unbalance eccentric incl. Ball bearing, TMC | 317
5382850400 | Locking ring, 2 pcs., TMC/TMF | 169
5382850507 | PCB control, with display, TMC / TSC / TMF | 1144
5382850604 | Switch-mode power supply, TMC / TSC / TMF | 761
5382850701 | PCB motor control, TMC | 508
5382850906 | USB interface, TMC/TSC/TMF | 148
5382851007 | Heating-/Cooling plate, TMC | 1398
5382851104 | Fan incl. air duct, TMC | 317
5382851155 | Fan for switch-mode power supply, TMC / TSC / TMF | 275
5382851201 | Mounting elements, incl.Cabels TMC / TSC / TMF | 191
5382851406 | Packing, TMC / TSC / TMF | 127
5383000019 | ThermoStat C, basic device without thermoblock, 220-240V | #VALUE!
5383000035 | ThermoStat C, basic device without thermoblock, 220-240V, with GB-plug | #VALUE!
5383850063 | Keypad, incl. Frontclip, TSC | 254
5383850705 | PCB temperature control, TSC | 212
5383851000 | Heating-/Cooling plate, TSC | 1652
5383851108 | Fan incl. air duct, TSC | 424
5384000012 | ThermoMixer F1.5, with thermo- block for 1.5 mL tubes, 220 - 240 V | #VALUE!
5384000039 | ThermoMixer F1.5, with thermo- block for 1.5 mL tubes, 220 - 240 V, with GB-plug | #VALUE!
5384850067 | Keypad, incl.Frontclip, TMF1.5 | 254
5384850105 | PCB motor control, TMF | 508
5384850300 | Unbalance eccentric incl. Ball bearings, TMF | 317
5384851004 | Thermoblock, TMF1.5 | 994
5384851101 | Chassis closing, TMF | 212
5384851209 | Adapter for thermoblock, TMF | 191
5385000016 | ThermoMixer FP, with thermo- block for plates and deepwell plates, 220 - 240 V | #VALUE!
5385000032 | ThermoMixer FP, with thermo- block for plates and deepwell plates, 220 - 240 V, with GB- plug | #VALUE!
5385850060 | Keypad, incl. Frontclip, TMFP | 254
5385851008 | Thermoblock, TMFP | 994
5390000024 | Heat Sealer, 230 V/50 Hz | #VALUE!
5390100029 | Base Plate for 384 Well-Plate | 1165
5399000167 | Kit for upgrading basic con- centrator to the complete system | #VALUE!
5399521000 | Vacuum pump MZ2 CE CSA, 120 V, 50-60 Hz | #VALUE!
5401000013 | Centrifuge 5418R (refriger- ated), 230V/50-60Hz, incl. rotor FA-45-18-11 | #VALUE!
5401000064 | Centrifuge 5418R (refriger- ated), 230V/50-60Hz, incl. rotor FA-45-18-11, with GB- plug | #VALUE!
5401850025 | Upper part of housing | 624
5401850033 | Lid cover | 208
5401850041 | Bottom cover | 254
5401850050 | Key pad | 115
5401850068 | Sealing for chamber | 183
5401850076 | Tray for condensation water | 115
5401850084 | Lid spring (cpl. set) | 91.5
5401850092 | PCB Control | 803
5401850106 | Guiding for axle (2 pcs.) | 50.8
5401850114 | Motor 100/120/230V | 915
5401850122 | Packing for 5418 R | 169
5401850130 | Lid axle | 78.2
5401850149 | Motor for lid latch | 261
5401850157 | Lid inner part with monitor glass | 366
5401850165 | Cover caps for housing screws, set of 6 pcs. | 94.8
5401850190 | Brake resistor 100/120/230V | 111
5404000014 | Centrifuge 5424R (refriger- ated), 230V/50-60Hz, foil keypad version, incl. rotor FA-45-24-11, aerosol-tight | #VALUE!
5404000065 | Centrifuge 5424R (refriger- ated), 230V/50-60Hz, foil keypad version, incl. rotor FA-45-24-11, aerosol-tight, | #VALUE!
5404000219 | Centrifuge 5424R (refriger- ated), 230V/50-60Hz, foil keypad version, without rotor | #VALUE!
5404000260 | Centrifuge 5424R (refriger- ated), 230V/50-60Hz, foil keypad version, without rotor, with GB-plug | #VALUE!
5404000413 | Centrifuge 5424R (refriger- ated), 230V/50-60Hz, knob version, incl. rotor FA-45-24-11, aerosol-tight | #VALUE!
5404000464 | Centrifuge 5424R (refriger- ated), 230V/50-60Hz, knob version, incl. rotor FA-45-24-11, aerosol-tight, | #VALUE!
5404000618 | Centrifuge 5424R (refriger- ated), 230V/50-60Hz, knob version, without rotor | #VALUE!
5404000669 | Centrifuge 5424R (refriger- ated), 230V/50-60Hz, knob version, without rotor, with GB-plug | #VALUE!
5404850018 | Cap for emergency release | 54.9
5404850026 | Upper part of housing rotary knob | 499
5404850034 | Upper part of housing key pad | 466
5404850042 | Operating foil rotary knob | 91.5
5404850050 | Operating foil key pad | 166
5404850069 | Vent cap ground plate (3 pcs.) | 50.8
5404850077 | Sealing for chamber | 183
5404850085 | Tray for condensation water | 80.3
5404850093 | Lid spring (cpl. set) | 62
5404850107 | Lid cover | 178
5404850115 | Lid inner part with monitor glass | 574
5404850123 | Lid axle and lid guide bar | 82.4
5404850131 | Guiding for axle (2 pcs.) | 50.8
5404850140 | Motor for lid latch | 206
5404850158 | Reed switch | 117
5404850166 | PCB Lid switches | 206
5404850174 | PCB Display/Operating Rotary knob | 624
5404850182 | PCB Display/Operating Key pad | 591
5404850190 | LP Steuerung/Umrichter 230V | 2084
5404850212 | PCB Interface | 483
5404850220 | Rubber sleeve for temperature sensor | 54.9
5404850239 | Mains input module, 100/120/230V | 138
5404850247 | Motor 100/120/230V | 803
5404850263 | Brake resistor, 100/120/230V | 161
5404850271 | Motor sealing | 91.5
5404850280 | Condenser fan | 317
5404850298 | Electronic fan | 321
5404850301 | Compressor 100-240V, 50-60Hz | 1236
5404850310 | Dryer cartridge | 96.1
5404850328 | Solenoid valve 230V | 343
5404850344 | Solenoid valve 100V | 483
5404850352 | Packing | 203
5404850360 | Reed magnet | 68.6
5404850379 | Monitor glass | 82.4
5404850387 | Lid buffer (cpl. set) | 63.6
5404850409 | Device foot (4 pieces) | 106
5404850417 | Tension spring, set of 2 pcs. | 64.5
5407001151 | Sealing ring | 116
5407356006 | Fuse 12 A/UL | 25.8
5407502002 | Upgrade-kit for 5417R | 624
5407610000 | Cable hall sensor 5417C/R | 310
5407801000 | PCB Control 115V | 2924
5408850020 | Imbalance angle | 118
5408850055 | Repair kit for motor suspension | 142
5408850063 | Repair kit for motor top (speed sensor) | 384
5408850071 | Motor 230 V | 998
5408850080 | Motor 120 V | 1290
5408850110 | Mains cable 230V | 125
5408850128 | Motor sleeves | 69.5
5408850950 | Packing 5417 R Refresher cpl. | 254
5408851035 | Cable Converter-Display 5417 R | 153
5408851043 | Blind nut (2 pcs.) | 58.2
5408852120 | Converter 230V | 3008
5408853011 | Lid covering (without window) | 301
5408853020 | Lid panel | 1003
5408853046 | Window | 134
5408853089 | Lid screws 5417 C/R set of 20 pcs. | 73.2
5408853097 | Reinforcement bushings (4pcs.) | 48.7
5408853100 | Reinforcement bushing, 500 pcs | 574
5408853135 | Lid latch 5417 C/R, 230 V | 840
5408853151 | Lid latch 5417 C/R, 120 V | 865
5408854018 | Housing | 944
5408854034 | Seal for fan | 62.4
5408854042 | Protection grill for fan | 83.2
5408854050 | Air hood | 280
5408854069 | Rear panel, welt | 146
5408854077 | Front panel (without control panel) | 326
5408854093 | Transport safety device (set) | 80.7
5408854107 | Sealing ring for rotor chamber | 110
5408854131 | Washer for device foot, 4 pcs. | 62
5408854140 | Spring clip, 3 pcs. | 43.7
5408855030 | Guide for dew-tube, 4 pcs. | 143
5408855049 | Dish for dew | 86.1
5408855057 | Spool for solenoid valve 230V | 195
5408855073 | Compressor 230 V, for 5417 R | 1298
5408855081 | Compressor 120 V, for 5417 R | 1165
5408855090 | Solenoid f.solenoid valve 100V (5417R Refresher) | 208
5408855103 | Solenoid valve cpl. 230V (5417R Refresher) | 290
5408855120 | Solenoid valve cpl. 100V (5417R Refresher) | 391
5408855138 | Dryer cartridge | 50.8
5408856053 | Condensor fan 230V | 301
5408856070 | Temperature sensor | 131
5408856134 | Brake resistor 230V | 242
5408856142 | Brake resistor | 254
5409000012 | Centrifuge 5427 R (cooled), 230 V/50-60 Hz | #VALUE!
5409000063 | Centrifuge 5427 R (cooled), 230 V/50-60 Hz, with GB-plug | #VALUE!
5409000217 | Centrifuge 5427 R (cooled), 230 V/50-60 Hz, incl. rotor FA-45-48-11 | #VALUE!
5409000268 | Centrifuge 5427 R (cooled), 230 V/50-60 Hz, incl. rotor FA-45-48-11, with GB-plug | #VALUE!
5409000535 | Centrifuge 5427 R (cooled), 230 V/50-60 Hz, incl. rotor FA-45-30-11 | #VALUE!
5409000560 | Centrifuge 5427 R (cooled), 230 V/50-60 Hz, incl. rotor FA-45-30-11, with GB-plug | #VALUE!
5409000632 | Centrifuge 5427 R (cooled), 230 V/50-60 Hz, incl. rotor FA-45-12-17 | #VALUE!
5409000667 | Centrifuge 5427 R (cooled), 230 V/50-60 Hz, incl. rotor FA-45-12-17, with GB-plug | #VALUE!
5409000691 | Centrifuge 5427 R (cooled), 230 V/50-60 Hz, incl. rotor FA-45-12-17, with CN-plug | #VALUE!
5409700006 | Fixed-angle rotor FA-45-12-17, incl. rotor lid, aerosol-tight | 2958
5409701002 | Rotor lid for FA-45-12-17, aerosol-tight | 795
5409702009 | Fixed-angle rotor FA-45-24-11, incl. rotor lid, aerosol-tight | 2396
5409703005 | Rotor lid for FA-45-24-11, aerosol-tight | 795
5409704001 | Fixed-angle rotor FA-45-24-11 -Kit, incl. rotor lid, aero- sol-tight | 2837
5409705008 | Rotor lid for FA-45-24-11-Kit, aerosol-tight | 661
5409706004 | Fixed-angle rotor FA-45-30-11, incl. rotor lid, aerosol-tight | 2213
5409707000 | Rotor lid for FA-45-30-11, aerosol-tight | 795
5409708007 | Fixed-angle rotor F-45-30-11, incl. rotor lid | 1602
5409709003 | Rotor lid for F-45-30-11 | 495
5409710001 | Fixed-angle rotor FA-45-48-11, incl. rotor lid, aerosol-tight | 2579
5409711008 | Rotor lid for FA-45-48-11, aerosol-tight | 840
5409712004 | Fixed-angle rotor F-45-48-11, incl. rotor lid | 1868
5409713000 | Rotor lid for F-45-48-11 | 495
5409714007 | Fixed-angle rotor F-45-48-5 -PCR | 1939
5409715003 | Swing-bucket rotor S-24-11-AT, incl. wind shield and rotor lid, aerosol-tight | 3811
5409716000 | Spare sealing for rotor lid FA-45-12-17, set of 5 pieces | 653
5409717006 | Spare sealing for rotor lid FA-45-24-11 (5427 R) and FA-45-16-17 (5430/R), set of 5 pieces | 653
5409718002 | Spare sealing for rotor lid FA-45-48-11 (54XX), set of 5 pieces | 653
5409719009 | Spare sealing for rotor lid S-24-11-AT, set of 5 pieces | 695
5409720007 | Rotor lid for S-24-11-AT, aerosol-tight | 928
5409721003 | Bucket for 4x 2.0 mL Eppendorf tubes for Rotor S-24-11-AT;set of 2 | 106
5409850024 | Upper part of housing, Rotary knob | 849
5409850040 | Operating foil, Rotary knob | 102
5409850075 | Sealing for chamber | 114
5409850083 | Tray for condensation water | 63.6
5409850091 | Lid spring | 76.1
5409850105 | Lid cover | 330
5409850113 | Lid inner part | 973
5409850121 | Lid axle and lid guide bar | 102
5409850156 | Reed switch | 89
5409850199 | PCB Control/Converter 230V | #VALUE!
5409850210 | PCB Stand by/Interface 230V | 1269
5409850237 | PCB Rotational speed/Imbalance | 288
5409850245 | Motor 100/120/230V | 1905
5409850261 | Brake resistor 100/120/230V | 212
5409850270 | Motor sealing | 50.8
5409850288 | Condenser fan 230V | 487
5409850296 | Electronic fan | 233
5409850300 | Compressor 100-240 V, 50-60 Hz | 1057
5409850318 | Injection valve 100/120/230V | 233
5409850326 | Tension spring | 59.5
5409850350 | Packing | 233
5409850369 | Reed magnet | 84.9
5409850385 | Lid buffer (cpl. set) | 67.8
5409850393 | Motor cap | 360
5409850407 | Temperature switch | 150
5409850415 | Motor suspension | 339
5409850440 | Temperature sensor at conden- ser | 127
5413013013 | Rotor Insert (Chain) for 5413 | 1206
5413015008 | Adapter for Tubes 1,5 or 2,0ml 4 pc | 524
5416301001 | Rotor key | 21.6
5417001010 | Foot of the device | 37
5417101200 | Rotor chamber | 147
5417310012 | Motor cap | 48.7
5417314107 | Motor 230V for 5417C | 1248
5417315103 | Motor 115V for 5417C | 1248
5417341007 | Fuses, 2 pcs. | 20.4
5417357000 | Fuse, 10.0 A, T, MDA UL | 25.8
5417430107 | Support ring for motor ring | 47
5417700031 | Lid spring, left | 41.2
5417700040 | Lid spring, right | 41.2
5417701003 | Lid cover | 268
5417705009 | Plastic cover for lid with window | 191
5417710002 | Inner lid for 5417C | 212
5417850025 | Imbalance angle | 83.2
5417850955 | Packing 5417 C Refresher cpl. | 139
5417851021 | Control panel 230/120V | 1211
5417852125 | Converter 230V | 2671
5417853032 | Repair kit for emergency lid release | 54.5
5417853903 | Operating instructions Centrifuge 5417C/R (Refresher) 11 languages | 44.9
5417854012 | Transport safety device | 272
5417854020 | Fan | 215
5417854039 | Cable Converter-Display 5417 C | 153
5417854055 | Housing for Centrifuge 5417C | 557
5417856015 | Power entry modul | 195
5417856031 | Rheostatic braking resistor 230V | 720
5417960106 | Transport safety device | 111
5417960203 | Transport safety device | 86.1
5418000017 | Centrifuge 5418, incl. rotor, 230V/50-60Hz | #VALUE!
5418000068 | Centrifuge 5418, incl. rotor, 230V/50-60Hz, with GB-plug | #VALUE!
5418707005 | Rotor FA-45-18-11, incl. lid, aerosol tight | 1972
5418708001 | Spare rotor lid for rotor FA-45-18-11, aerosoltight | 695
5418709008 | Seal FA-45-18-11, 5 pcs. | 318
5418850010 | Lid, upper part | 143
5418850045 | Repair kit for lid | 458
5418850061 | Lid axle incl. bearings | 85.7
5418850088 | Lid spring | 68.2
5418850100 | Housing, lower part | 239
5418850118 | Foot | 77.4
5418850134 | Foam-inlay | 258
5418850150 | Operating foil | 86.1
5418850185 | PCB 5418 Control / Operating | 499
5418850193 | Processor IC 700 | 63.6
5418850207 | PCB 5418 Converter, 230V | 1073
5418850240 | Centrifuge motor 120/230V | 853
5418850282 | Fan | 194
5418850304 | Micro switch | 113
5418850320 | Tension spring, 2 pieces | 49.9
5418850355 | Rear panel | 164
5418850380 | Repair kit housing | 874
5418850401 | Transport package incl. safeguard | 149
5424000010 | Centrifuge 5424 with foil, incl. rotor, 230V/50-60Hz | #VALUE!
5424000061 | Centrifuge 5424 with foil, incl. rotor, 230V/50-60Hz, with GB-plug | #VALUE!
5424000215 | Centrifuge 5424 with foil, without rotor, 230V/50-60Hz | #VALUE!
5424000266 | Centrifuge 5424 with foil, without rotor, 230V/50-60Hz, with GB-plug | #VALUE!
5424000410 | Centrifuge 5424 with knob, incl. rotor, 230V/50-60Hz | #VALUE!
5424000460 | Centrifuge 5424 with knob, incl. rotor, 230V/50-60Hz, with GB-plug | #VALUE!
5424000614 | Centrifuge 5424 with knob, without rotor, 230V/50-60Hz | #VALUE!
5424000665 | Centrifuge 5424 with knob, without rotor, 230V/50-60Hz, with GB-plug | #VALUE!
5424700004 | Rotor FA-45-24-11-Special, incl. lid, aerosol tight, coated | 2920
5424701000 | Spare lid for rotor FA-45-24-11-Special, aerosol tight, coated | 1040
5424702007 | Rotor FA-45-24-11, incl. lid, aerosol tight | 2313
5424703003 | Spare lid for rotor FA-45-24-11, aerosol tight | 807
5424704000 | Rotor F-45-32-5-PCR, incl. lid | 1652
5424706002 | Rotor F-45-18-11-Kit, incl.lid | 1826
5424707009 | Spare lid for rotor F-45-18-11-Kit | 807
5424708005 | Spare lid for rotor FA-45-32-5-PCR | 807
5424850014 | Lid, upper part | 143
5424850030 | Metal lid | 329
5424850049 | Monitoring glass (set) | 60.3
5424850057 | Lid bowl | 164
5424850065 | Lid axle incl. bearings | 89.4
5424850073 | Cable for lid fan | 121
5424850081 | Lid spring with hook | 88.2
5424850090 | Lid sealing | 55.7
5424850103 | Lid-Inlay | 60.3
5424850111 | Lid fan | 239
5424850120 | Housing, lower part | 284
5424850146 | Operating foil Key | 81.5
5424850154 | Operating foil Rotary knob | 78.2
5424850162 | Cap | 49.9
5424850189 | Sealing for rotor bowl | 65.3
5424850235 | PCB 5424 converter 230V | 1290
5424850251 | Fan for housing | 528
5424850260 | Fan 230V | 329
5424850286 | Brake resistor | 149
5424850294 | Foot 5424, 1 piece | 51.6
5424850308 | Centrifuge motor 120/230V | 894
5424850316 | Grounding wire for operating controller 5424 | 37
5424850324 | Lid switches with cable | 121
5424850332 | Lid-latch motor | 127
5424850340 | Motor suspension 5418/5424 | 83.2
5424850375 | Mains input module | 69.5
5424850413 | Operating instructions Centrifuge 5424, multi- lingual | 72.4
5424850421 | Packaging for 5424 (Bundle) | 288
5424852122 | Fuses 3.15AT230V, 2 pcs. | 23.3
5424852203 | PCB Control/operating rotary knob 100/120/230V | 524
5424852211 | PCB 5424 Control/operating key 100/120/230V | 524
5424852602 | Upper part of housing Keypad | 487
5424852637 | Upper part of housing Rotary knob | 487
5424852700 | Repair kit housing 5424 (knob) | 1040
5424852734 | Repair kit housing 5424 (foil) | 1040
5424852750 | Rotor chamber as of S/N 38000 | 288
5424852777 | Repair kit chamber/lid (as of S/N 38000) | 707
5424860010 | Centrifuge preventive mainten- ance,group 1: non-refrigerated w/o imbalance system | 691
5424860028 | Operational Qualification, incl. electrical testing, group 1 | 462
5424860052 | Lid-/gas-springs replacement | 128
5424860060 | Shock mounts for motor perform group 1+2 | 128
5424860087 | Electric testing according to country-specific regulations | 128
5424860109 | Visual rotor inspection: fixed-angle rotor | 128
5424860150 | Rotor services group 3+4 according to country-specific regulations | 240
5424860206 | Advanced rotor check Group 1 - Fixed-angle rotor | 408
5425110022 | Operating foil | 49.9
5425110049 | Sponge | 5
5425110103 | Housing, mounted, with operating foil | 372
5425110200 | Dial knob | 49.9
5425110308 | Emergency lid release | 57.4
5425160097 | Leaf spring f. lid catch/2 pcs | 57.4
5425170017 | Upper part of lid, without viewing window | 102
5425170050 | Viewing window | 8.3
5425170203 | Set of screws for 5425 (each 4 EJOT and housing screws) | 37.4
5425172001 | Top plate, with sealing | 341
5425300107 | Motor suspension for 5415 C/D, 3 pcs. | 115
5425350015 | Rotor Key for 5415D/R with standard 24x 1,5ml or 36x 0,5ml rotor and snap-on lid | 19.1
5425351003 | Fuses, 2 pcs for 230 V | 4.2
5425353006 | 1 set of fuses (2 x 5 A T UL) | 4.2
5425601000 | Cable braking resitor 230 V | 134
5425602006 | Cable braking resistor 115 V | 107
5425616007 | Cable bolt position | 158
5425701004 | Rotor lid (polypropylene), for F-45-24-11, non aerosol-tight | 133
5425715005 | Adapter for 0,2 mL PCR tubes, set of 6 | 51.6
5425716001 | Adapter for 0.5 mL micro- centrifuge tubes + 0.6 ml Microtainer, set of 6 | 51.6
5425717008 | Adapter for 0.4 mL microcentrifuge tubes,set of 6 | 51.6
5425723008 | Adapter for 0.2 ml PCR tubes, for special rotor F 45-36-8, set of 6 | 51.6
5425725000 | Standard rotor F-45-24-11,alu- minium, cpl. w. polypropylene lid, non aerosol-tight | 1431
5425730004 | Special rotor F-45-36-8, for 0.5 ml microcentrifuge tubes, complete with lid | 1722
5425733003 | Rotor lid for F45-36-8 | 154
5425737009 | Fixed-angle rotor FA-45-24-11, aluminium, cpl. with aluminium lid, aerosol-tight | 1955
5425740000 | Rotor lid (aluminium), for FA-45-24-11, aerosol-tight | 736
5425802005 | PCB Control | 774
5425802102 | Processor 5415 D, 115/230 V | 148
5425850050 | Ground strap for motor | 51.6
5425850085 | Lid-latch motor | 301
5425955006 | Packing 5415 D complete | 307
5426355100 | Fuses, 2 pcs. for 120 V | 8.3
5426850119 | Motor 100-230 V | 853
5426850135 | Motor sleeve | 91.5
5426850160 | Device feet, 4 pcs. | 79.5
5426850950 | Packing 5415 R complete | 186
5426850968 | Transport safety device (top) | 30
5426850976 | Transport safety device (bottom) | 30
5426851069 | Heat sink for PCB Converter 100 Volt version | 143
5426851140 | Software update | 72.4
5426851212 | Stranded wire, GN-YE, 215 mm, incl. mounting accessories (for 5415D), 50 pieces | 297
5426851220 | PCB converter 230V | 2513
5426851247 | PCB converter 100V | 2679
5426851255 | PCB Control with display 100/120/230V | 973
5426853010 | Upper part of lid | 210
5426853100 | Motor for lid latch | 384
5426853126 | Reed contact | 95.7
5426853169 | Springs, 2 pieces | 68.6
5426853207 | Guiding for axis, 2 pieces | 54.5
5426853240 | Lid latch (2 pieces), with srews | 116
5426853266 | Spring, 2 pcs. | 64.1
5426853282 | Emergency screw | 102
5426853290 | Cover, 10 pcs. | 43.3
5426853304 | motor for lid latch | 244
5426853452 | Lower part of lid with monitor glass | 478
5426854017 | Housing upper part | 828
5426854025 | Key pad | 102
5426854050 | Sealing f. upper housing & jig | 63.6
5426854068 | Fan for condenser 230 V | 193
5426854076 | Condenser fan 120 V | 187
5426854106 | Compressor fan 230 V | 193
5426854114 | Compressor fan 120 V | 193
5426854122 | Sealing for lid and jig | 73.2
5426854149 | Sealing inner housing | 89.4
5426855030 | Drip tray | 72
5426855056 | Condenser 230/120 V | 236
5426855072 | Rubber sleeve for temp.sensor | 67.4
5426855080 | Drain tube | 62
5426856010 | Mains input modul 230V | 205
5426856044 | Temperature switch | 134
5426856117 | Mains input module 230 V | 206
5426856125 | Brake resistor | 118
5426860017 | Centrifuge preventive mainten- ance, group 2: refrigerated, w/o imbalance system | 807
5426860025 | Operational Qualification, incl. electrical testing, group 2 | 828
5426860041 | Rotor chamber seal replacement | 171
5426860076 | Software upgrade | 128
5427000011 | Centrifuge 5430, 230V/50Hz, without rotor | #VALUE!
5427000062 | Centrifuge 5430, 230V/50Hz, without rotor, with GB-plug | #VALUE!
5427000216 | Centrifuge 5430, 230V/50-60Hz, incl. rotor FA-45-30-11 | #VALUE!
5427000267 | Centrifuge 5430, 230V/50Hz, incl. rotor FA-45-30-11, with GB-plug | #VALUE!
5427000410 | Centrifuge 5430, with knobs, 230V/50-60Hz, including rotor FA-45-30-11 | #VALUE!
5427000461 | Centrifuge 5430, with knobs, 230V/50-60Hz, including rotor FA-45-30-11, with GB-plug | #VALUE!
5427000615 | Centrifuge 5430, with knobs, 230V/50-60Hz, without rotor | #VALUE!
5427000666 | Centrifuge 5430, with knobs, 230V/50-60Hz, without rotor, with GB-plug | #VALUE!
5427700005 | Rotor A-2-MTP, incl. 2x MTP- buckets and rotor lid | #VALUE!
5427702008 | Rubber base plate, 2 pcs. | 106
5427704000 | Rotor lid for FA-45-24-11-Kit, aerosol-tight | 670
5427705007 | Rotor F-45-18-17-Cyro, incl. rotor lid | 1618
5427707000 | Rotor lid for F-45-17-17-Cyro | 503
5427708006 | Adapter for HPLC vials for rotor F-45-18-17-Cryo | 449
5427710000 | Rotor FA-45-24-11-HS, incl. rotor lid, aerosol-tight, coated | 2288
5427711007 | Rotor lid for FA-45-24-11-HS, aerosol-tight, coated | 803
5427712003 | Rotor F-45-30-11, incl. rotor lid, coated | 1643
5427714006 | Rotor F-45-64-5-PCR, incl. rotor lid | 2708
5427715002 | Spare rotor lid for F-35-6-30 | 745
5427716009 | Rotor F-35-6-30, incl. rotor lid and adapter | #VALUE!
5427717005 | Adapters for F-45-64-5-PCR (set of 4) | 599
5427718001 | Rotor lid for F-45-30-11, coated | 503
5427719008 | Rotor lid for FA-45-30-11, aerosol-tight, coated | 803
5427720006 | Rotor lid for F-45-64-5-PCR | 503
5427722009 | Spare MTP buckets for A-2-MTP (set of 2) | 1664
5427723005 | Adapter sleeve f. 50ml Centri- prep tubes (set of 6) | 478
5427725008 | Rotor lid for A-2-MTP | 720
5427726004 | Adapter 1x 15ml Falcon für F-35-6-30 (Satz à 2 Stück) | 293
5427727000 | Adapter 1x 50ml Falcon for rotor F-35-6-30 (set of 2) | 174
5427730001 | Torque wrench FA-45-24-11-HS | 242
5427731008 | Adapter for 1x 2,6-7ml, small bore, 2 pcs. | 321
5427732004 | Adapter for 1x 7-15ml, small bore, 2 pcs. | 321
5427733000 | Adapter for 1x 2,6-7ml, large bore, 2 pcs. | 321
5427734007 | Adapter for 1x 7-15ml, large bore, 2 pcs. | 321
5427735003 | Adapter for 1x 9-15ml, small bore, 2 pcs. | 321
5427736000 | Adapter for 1x 20-30ml, large bore, 2 pcs. | 260
5427737006 | Adapter for 1x 50ml, large bore, 2 pcs. | 260
5427738002 | Adapter for 1x 9-15ml, large bore, 2 pcs. | 321
5427739009 | Fixed-angle rotor F-35-6-30, incl. rotor lid | 3174
5427740007 | Adapter for vessels with 13 mm diameter, 65 mm-89 mm height, for rotor F-35-6-30,small bore hole, set with 2 pieces | 317
5427741003 | Adapter for vessels with 13 mm diameter, 90 - 110 mm height, for rotor F-35-6-30, small bore hole, set with 2 pieces | 317
5427742000 | Adapter for vessels with 13 mm diameter, 65 - 89 mm height, for rotor F-35-6-30, large bore hole, set with 2 pieces | 317
5427743006 | Adapter for vessels with 13 mm diameter, 90 - 110 mm height, for rotor F-35-6-30, large bore hole, set with 2 pieces | 317
5427746005 | Adapter for Eppendorf Tube 5.0 mL, for rotor F-35-6-30, small bore hole, set with 2 pieces | 317
5427747001 | Adapter for Eppendorf Tube 5.0 mL, for rotor F-35-6-30, large bore hole, set with 2 pieces | 317
5427750002 | Fixed-angle rotor FA-45-16-17, incl. rotor lid, aerosol-tight | 2958
5427751009 | Rotor lid for FA-45-16-17, aerosol-tight | 795
5427752005 | Fixed-angle rotor FA-45-24-11 -Kit, incl. rotor lid, aerosol -tight | 2837
5427753001 | Fixed-angle rotor FA-45-30-11, incl. rotor lid, aerosol-tight | 2213
5427754008 | Fixed-angle rotor FA-45-48-11, incl. rotor lid, aerosol-tight | 2579
5427755004 | Fixed-angle rotor F-45-48-11, incl. rotor lid | 1868
5427756000 | Rotor lid for F-45-48-11 | 495
5427757007 | Swing-bucket rotor S-24-11-AT, incl. wind shield and rotor lid, aerosol-tight | 3811
5427758003 | Rotor lid for S-24-11-AT, aerosol-tight | 928
5427760008 | Rotor lid for FA-45-24-11-Kit, aerosol-tight | 661
5427761004 | Rotor lid for FA-45-30-11, aerosol-tight | 795
5427762000 | Rotor lid for FA-45-48-11, aerosol-tight | 840
5427850023 | Magnet for lid position | 76.1
5427850040 | Metal lid | 678
5427850058 | Lid axle | 91.9
5427850066 | Lid springs, 2 pcs. | 65.3
5427850074 | Lid latch nut, cpl | 411
5427850082 | Retaining cap for lid latch, set of 2 pieces | 82.4
5427850104 | Foot for device | 64.9
5427850112 | Caps for emergency lid release, 2 pcs. | 55.7
5427850120 | Upper part of housing | 853
5427850139 | Seaaling for rotor bowl | 96.5
5427850147 | Air ring insert | 259
5427850155 | Rotor bowl cpl. | 1585
5427850163 | Air funnel | 96.5
5427850201 | Front panel of housing, cpl. | 2009
5427850244 | Brake resistor | 218
5427850260 | PCB 5430 RPM/Imbalance | 319
5427850309 | Motor cap with integrated rotor sensor | 325
5427850317 | Motor suspension 5430, compl. | 163
5427850350 | Ribbon cable front part - PCB 5430 converter | 82.4
5427850414 | Universal transport packaging for 5430 (w/o or with rotor [exception F-35-6-30]), incl. transport securing devices | 353
5427851038 | Micro switch, end position right | 114
5427851046 | Micro switch, end position left | 114
5427851054 | Reed switch for lid position | 66.6
5427851062 | Reed switch for lid position | 91.9
5427851089 | Rubber/metal damper DV motor | 84.9
5427851143 | Locking motor left, with cable and coupling | 307
5427851186 | Console 5430-USB (as of serial no. 10.000) | 557
5427851194 | Rear panel 5430 with USB interface and cable (as of serial-no. 10.000) | 376
5427851224 | PCB 5430 Converter, set with EPROM, 230V | 2201
5427851259 | Centrifuge motor 100V, with earthing strap | 1236
5427851267 | Centrifuge motor 120/230V, with earthing strap | 1231
5427851275 | Centrifuge motor, set with EPROM, 100V | 1410
5427851283 | Centrifuge motor, set with EPROM, 120/230V | 1381
5427851305 | EPROM for PCB Converter | 58.7
5427851356 | PCB Converter 5430-USB, 230V (as of serial-no. 10.000) | 2159
5427852018 | Lid locking unit right, with lid latch nut and damping plate | 1248
5427852026 | Lid locking unit left, with lid latch nut and damping plate | 724
5427852077 | Lid latch nut with damping plate and screws | 195
5427852107 | Upper lid part, w. inspection glass | 279
5427852115 | Lid impact damper, rubber, Set of 2 | 88.2
5427852123 | Upper part of housing with sealing ring for rotor bowl and screw-on air guide ring | 1622
5427852131 | Sealing ring for rotor bowl as of serial no. 18.000 for screw-on air guide ring | 144
5427852140 | Screw-on air guide ring as of serial no. 18.000 with screws | 524
5427852328 | Front panel with keypad 5430, with PCB operation,from serial no. 10.000, with display software, from version 3.0 | 2018
5427852336 | Front panel with rotary knob 5430, with PCB operation,as of serial no. 10.000,with display software, from version 3.0 | 2159
5428000015 | Centrifuge 5430R, Keypad, 230V/50-60Hz, including rotor FA-45-30-11 | #VALUE!
5428000066 | Centrifuge 5430R, Keypad, 230V/50-60Hz, including rotor FA-45-30-11, with GB-plug | #VALUE!
5428000210 | Centrifuge 5430R, Keypad, 230V/50-60Hz, without rotor | #VALUE!
5428000260 | Centrifuge 5430R, Keypad, 230V/50-60Hz, without rotor, with GB-plug | #VALUE!
5428000295 | Centrifuge 5430R, Keypad, 230V/50-60Hz, without rotor, with CN-plug | #VALUE!
5428000414 | Centrifuge 5430R, Knob, 230V/50-60Hz, incl. rotor FA-45-30-11 | #VALUE!
5428000465 | Centrifuge 5430R, Knob, 230V/50-60Hz, incl. rotor FA-45-30-11, with GB-plug | #VALUE!
5428000619 | Centrifuge 5430R, Knob, 230V/ 50-60Hz, without rotor | #VALUE!
5428000660 | Centrifuge 5430R, Knob, 230V/ 50-60Hz, without rotor, with GB-plug | #VALUE!
5428850019 | Upper part of lid 5430R | 420
5428850027 | Inspection glas with O-ring | 112
5428850035 | Magnet for lid position (actuator) | 64.9
5428850043 | Lid panel 5430R | 915
5428850051 | Lid axle, including 2 circlips | 92.8
5428850060 | Lid latch nut assembly, incl. damping plate and screws | 255
5428850078 | Spring lifter 5430R assembly, incl. circlips and retaining pins | 508
5428850086 | Retaining pin (2 pcs.) for gas lifter and circlips (10 pcs.) | 81.5
5428850094 | Rubber sleeve gas lifter/ housing | 53.7
5428850108 | Device foot 5430R, incl. nut | 58.2
5428850116 | Chamber sealing ring | 102
5428850124 | Upper part of housing 5430R (incl. housing label, screws/ washers + front sealing strip) | 915
5428850132 | Washers for housing 5430R, 10 pcs. | 23.7
5428850140 | Sealing strip, at the front of housing 5430R | 53.7
5428850159 | Guide emergency lid release | 79.5
5428850167 | O-ring seal for gas spring 5430 R | 43.7
5428850175 | Housing attachment 5430R | 112
5428850183 | Compressor holder angle, above | 69.5
5428850191 | Console 5430R | 279
5428850205 | Rear panel 5430R (incl. USB- interface and cable) | 348
5428850213 | Lid 5430 R cpl. (upper lid part with inspection glass, lid sheet and lid locking nuts) | 1739
5428850248 | Console 5430R 100V | 449
5428850256 | PCB Rotational speed/imbalance, 5430R | 314
5428850264 | Lid panel 5430 R with monitoring glass | 928
5428850272 | Ribbon cable Front - PCB Converter | 97.3
5428850280 | USB software cable USB-A / USB-B | 120
5428850299 | Motor suspension 5430R, Set (ea. 3x shock mount for motor, lock ring, nut, anti-twist washer ,lock washer, screw) | 165
5428850302 | PCB Converter 5430R, 230V | 2883
5428850337 | Brake resistor 100-230V (160 Ohm) | 265
5428850353 | Centrifuge motor 100-230V, including earthing strap | 2234
5428850361 | Motor cap with integrated rotor sensor 5430R | 293
5428850370 | Motor sleeve 5430R | 113
5428850388 | Insulating cap 5430R | 90.7
5428850400 | Motor sleeve back-up ring 5430R | 84.9
5428850418 | Condensation tray | 381
5428850426 | Temperature sensor Botton of chamber | 153
5428850434 | Temperature sensor Condenser | 137
5428850442 | Fan for motor 5430R | 282
5428850450 | Fan for converter 5430R | 261
5428850477 | Condenser fan 230V | 279
5428850485 | Mains switch with thermal fuse 5430R, 230V | 140
5428850515 | Condenser top 5430 R | 321
5428850523 | Verflüssiger unten 5430 R | 335
5428850531 | Compressor 120-240V/50-60Hz | 894
5428850540 | Filter dryer 5430R | 153
5428850558 | Injection valve 5430 R | 283
5428850604 | Universal transport packaging for 5430R (with or without rotor) incl. transport pro- tections | 487
5428850620 | Service key for housing | 25.8
5428851015 | Lid latch unit right, with lid latch nut | 1331
5428851023 | Lid latch unit left, with lid latch nut | 753
5428851031 | Reed switch for lid position | 112
5428851040 | Switch end position right | 151
5428851139 | Locking motor right, with cable and coupling | 307
5428851228 | Front panel keypad 5430 R, with PCB operation, from display software version 3.0 | 2013
5428851236 | Front panel knobs 5430 R, with PCB operation, from display software version 3.0 | 2072
5428851309 | PCB converter 5430 R, as of serial no. 13.000; mainboard software as of version 2.0, 230 V | 2804
5428851317 | PCB converter 5430 R, 120 V as of serial no.13.000; mainboard software as of version 2.1 | #VALUE!
5428851325 | PCB converter/power line filter 5430 R, up to serial no. 12.999; mainboard soft- ware up to version 1.x, 100 V | #VALUE!
5428851333 | PCB converter 5430 R, 100 V as of serial no.13.000; mainboard software as of version 2.1 | #VALUE!
5428851376 | PCB Standby | 903
5428851538 | Compressor 5430 R, 100-240 V/ 50-60 Hz | 1319
5428851554 | Injection valve 5430 R | 314
5428855010 | Upper part of lid 5430 R LUM | 406
5428855126 | Upper part of housing 5430 R LUM | 1231
5428855177 | Housing attachment 5430 R LUM | 203
5428855193 | Console 5430 R LUM | 595
5428855207 | Rear panel 5430 R LUM incl. USB interface and cable | 595
5428855215 | Lid 5430 R LUM with upper part of lid, lid panel, monitor glass and lid latch nuts | 2205
5428855223 | Front panel keypad 5430 R LUM with PCB operation | 1664
5428855290 | Cover caps 5430 R LUM, 10 pcs. | 54.9
5428855410 | Tray for condensation water 5430 R LUM | 90.3
5428855444 | Fan for PCB 5430 R converter LUM 120/230 V | 433
5428855452 | Fan for PCB 5430R converter, 100 V | 616
5428855517 | PCB 5430 R Converter LUM, 100 V | #VALUE!
5428855525 | PCB 5430 R Converter LUM, 230V | 2933
5428855533 | PCB 5430 R Converter LUM, 120V | 2983
5428920025 | SOP Installation Qualification for Centrifuge 5430R, german | 470
5428920033 | SOP Installation Qualification for Centrifuge 5430R, english | 470
5428920041 | SOP Operational Qualification for Centrifuge 5430R, german | 470
5428920050 | SOP Operational Qualification for Centrifuge 5430R, english | 470
5428920084 | SOP Device testing for Centri- fuge 5430R, german | 470
5428920092 | SOP Device testing for Centri- fuge 5430R, english | 470
5430920021 | SOP Installation Qualification for Centrifuge 5430, german | 470
5430920030 | SOP Installation Qualification for Centrifuge 5430, english | 470
5430920048 | SOP Operational Qualification for Centrifuge 5430, german | 470
5430920056 | SOP Operational Qualification for Centrifuge 5430, english | 470
5430920064 | Safety instructions for SOP for Centrifuge 5430, german | 470
5430920072 | Safety instructions for SOP for Centrifuge 5430, enlgish | 470
5430920080 | SOP Device testing for Centri- fuge 5430, german | 470
5430920099 | SOP Device testing for Centri- fuge 5430, english | 470
5452000018 | Centrifuge MiniSpin, incl. standard rotor, 230V/50-60Hz | 3682
5452000069 | Centrifuge MiniSpin, incl. standard rotor, 230V/50-60Hz, with GB-plug | 3682
5452702000 | Stainless steel rotor lid, with nut, for rotor F-45-12-11 | 297
5452720008 | Rotor F45-12-11 for 5453 plus | 878
5452727007 | Rotor F-55-16-5-PCR, incl. rotor lid | 986
5452729000 | Rotor nut for lid (VA) | 86.5
5452730008 | Spare rotor lid for F-55-16-5-PCR, 1 pc. | 297
5452850011 | Motor | 745
5452850100 | Motor for lid lock | 284
5452850208 | Motor suspension | 63.2
5452850917 | Operating instructions 5452/53 MiniSpin/plus, multilingual | 44.1
5452850950 | Packing MiniSpin 5452/5453 complete | 144
5452851111 | PCB Display | 387
5452852014 | PCB Mainboard, 120 V | 1231
5452852022 | PCB Mainboard, 230 V | 1219
5452852073 | Micro switch | 83.2
5452852081 | Fuses for mainboard, 230 V, 2x 1,6 AT | 15
5452852090 | Fuses for mainboard 120 V, 2x 3,15 AT | 15
5452853029 | Lid P, MiniSpin | 541
5452853100 | Upper part of housing with keypad | 244
5452853207 | Repair set for lid latch | 316
5452853304 | Device feeds (4 pcs.) | 59.9
5452853401 | Lid spring with plastic part (repair set) | 51.6
5452900027 | Operating manual MiniSpin/+ - USA, trilingual | 35.8
5453000011 | Centrifuge MiniSpin plus, incl. Black Line rotor, 230V/50-60Hz | #VALUE!
5453000062 | Centrifuge MiniSpin plus, incl. Black Line rotor, 230V/50-60Hz, with GB-plug | #VALUE!
5453000810 | Centrifuge MiniSpin plus, incl.Black Line-rotor, 120V/50-60 Hz, USA, with plug for South-America/TW | #VALUE!
5453853022 | Lid P, MiniSpin plus | 395
5453853049 | Lid P, MiniSpin Space | 632
5453853103 | Upper part of housing Space, with keypad | 302
5490004302 | Rotor lid (aluminium), non- aerosol-tight, for F-45-30-11 | 453
5490015002 | Fixed-angle rotor 30x1.5/2 ml incl. aluminium lid | 1477
5490025008 | Fixed angle rotor 30x1.5/2 ml, incl. aluminium lid, aerosol- tight | 2188
5490025806 | Aluminium-spare lid, aerosol- tight, for rotor FA-45-30-11 (= 5490 025.008) ONLY | 319
5490030001 | Rotor F-45-48-11, 48x1.5/2 ml | 1356
5490030800 | Rotor feet for 5301 | 77.4
5490032004 | Rotor F-45-70-11, 70x1.5/2 ml | 1356
5490034007 | Rotor F-45-72-8, 72x0.5 mL | 1356
5490035003 | Fixed-angle rotor F-45-36-15 for 5301 | 1356
5490036000 | Rotor F 45-24-12, 24x6 ml | 1356
5490037006 | Rotor F-40-18-19, 18x10 ml | 1718
5490038002 | Rotor F-45-8-17, 8x15 ml | 1718
5490039009 | Rotor F-35-8-24, 8x25 ml | 1718
5490040007 | Rotor F-40-36-12, 36x1.5 ml | 1718
5490041003 | Rotor F-50-8-16, 8x15 ml | 1718
5490042000 | Rotor F-50-8-18, 8x16 ml | 1718
5490043006 | Rotor F-45-16-20, 16x6.5/10 ml | 1718
5490044002 | Fixed-angle rotor F-45-12-31 for 12 tubes (dia. x length: 31x55 mm), 5301 | 1718
5490045009 | Rotor A-2-VC, 2 x 96x0.2 ml | 3636
5490047001 | Rotor F-35-6-30, 6 x 15/50 mL | 1718
5490060008 | Fixed angel rotor for 6x8-tube strips,6x5-tube strips or 48x 0.2 ml PCR tubes, F-45-48-PCR | 2005
5490061004 | Fixed-angle rotor FA-45-24-11, 24 x 1,5/2 ml, incl. aluminium lid, aerosol-tight, f. 5417C/R | 2417
5490063007 | Rotor lid (aluminium), for FA-45-24-11, aerosol-tight | 736
5492008003 | Swing-bucket-rotor A-8-11, 8,1.5/2 ml, incl. aluminum lid | 2404
5492008801 | Spare lid for rotor A-8-11 | 409
5492008810 | Buckets, fitting rotors A-12-11 & A-8-11 (set = 8 pcs) | 154
5496102004 | Forensic - Adapter | 686
5498900137 | O-Ring (154x2) for standard rotor (5 pcs.) | 116
5702000019 | Centrifuge 5702, w/o rotor, 230V/50-60Hz | #VALUE!
5702000060 | Centrifuge 5702, w/o rotor, 230V/50-60Hz, with GB-plug | #VALUE!
5702000329 | Centrifuge 5702, 230V/50-60Hz, incl. rotor A-4-38 and 15/50ml adapters | #VALUE!
5702000361 | Centrifuge 5702, 230V/50-60Hz, incl. rotor A-4-38 and 15/50ml adapters, with GB-plug | #VALUE!
5702700002 | Swing-bucket rotor A-8-17, 8 x 15 ml | 953
5702701009 | 8 x rubber mats 15 ml tubes for rotor A-8-17 | 59.9
5702702005 | 8 adapters 15 ml Falcon tubes for rotor A-8-17 | 254
5702704008 | Fixed-angle rotor F-35-30-17, 30 x 15 ml, incl. 20 adapters Falcon tubes and 30 rubber mats | 2022
5702705004 | Fixed-angle rotor F-35-30-17, 10 x 15 ml, incl. 10 adapters Falcon tubes and 10 rubber mats | 1177
5702706000 | 10 adapters 15 ml Falcon tubes for rotor F-35-30-17 | 314
5702707007 | 10 x steel sleeves 15 ml for rotor F-35-30-17 | 516
5702708003 | 10 rubber mats 15 ml tubes for rotor F-35-30-17 | 77.8
5702709000 | 4 Rectangular buckets 90 ml, for rotor A-4-38 | 1206
5702710008 | Adapter for 90 ml rectangular bucket for use with standard tubes 5-7 ml, 2 pcs. | 302
5702711004 | Adapter for 90 ml rectangular bucket for use with standard tubes 9 ml, 2 pcs. | 302
5702712000 | Adapter for 90 ml rectangular bucket for use with standard tubes 15 ml, 2 pcs. | 213
5702713007 | Adapter for 90 ml rectangular bucket for use with standard tubes 20 ml, 2 pcs. | 302
5702716006 | Adapter for 90 ml rectangular bucket for use with standard tubes 25 ml, 2 pcs. | 302
5702717002 | Adapter for 85ml round bucket for use with standard, Vacu- tainer and Falcon tubes 25ml 2 pcs. | 331
5702718009 | Adapter for 85 ml round bucket for use with standard, Vacutainer & Falcon tubes 85ml 2 pcs. | 331
5702719005 | Adapter for 85 ml round bucket for use with standard, Vacu- tainer & Falcon tubes 2.6-7ml 2 pcs. | 595
5702720003 | Swing-bucket rotor A-4-38, incl. 4 x 85 ml round buckets | 3536
5702721000 | Aerosol-tight caps for 85 ml round buckets, 2 pcs. | 213
5702722006 | 4 Round buckets 85 ml, for rotor A-4-38 | 1997
5702723002 | Adapter for 85ml round bucket for use with 2 ea. 15ml Falcon tubes, 2 pcs. | 595
5702724009 | Adapter for 85mL round buckets for inserting 9-15mL standard and blood collection tubes, set of 2 pcs. | 595
5702732001 | Adapter for 85ml round bucket for use with 1 ea. 15ml Falcon tube, 2 pcs. | 331
5702733008 | Adapter for Eppendorf Tube 5.0 mL, for rotor A-4-38, round buckets, set of 2 | 297
5702734004 | Adapter for 85ml round bucket for use with standard, Vacutainer and Falcon tubes 50ml Falcon, 2 pcs. | 331
5702735000 | Adapter for 85ml round bucket for use with standard, Vacu- tainer and Falcon tubes 4-10ml 2 pcs. | 595
5702736007 | Adapter for 85ml round bucket for use with standard, Vacu- tainer & Falcon tubes 1-1.4ml 2 pcs | 595
5702737003 | Adapter for 85ml round bucket for use with standard, Vacu- tainer and Falcon tubes 2-7ml, 2 pcs. | 595
5702740004 | Swing-bucket rotor A-4-38, without buckets | 1930
5702741000 | 20 rubber mats for adapter 5702 737.003 | 113
5702742007 | 20 rubber mats for adapter 5702 735.000 | 113
5702745006 | Adapter for 85 ml round bucket for use with Eppendorf-tubes 1,5/2 ml, 2 pcs. | 620
5702746002 | Fixed-angle rotor F-45-24-11, without lid | 1423
5702747009 | Fixed-angle rotor F-45-18-17 Cryo, without lid | 1627
5702752002 | Adapter for Cryo-tubes, 6 pcs. | 240
5702759007 | 16 rubber mats for adapter 5702 724.009 (construction year before 2003) | 113
5702761001 | 2 Round buckets 85 ml, for rotor A-4-38 | 1044
5702762008 | 2 Rectangular buckets 90 ml, for rotor A-4-38 | 632
5702763004 | Adapter for 9 x round bottom tubes diameter 12 mm x 75-100 mm, for rotor A-4-38, rect- angular buckets, set of 2 | 297
5702851019 | Motor 100-240 V, 5702 | 1032
5702851035 | Shock mount, 3 pcs. | 82.4
5702851043 | O-ring | 53.7
5702851051 | Converter PCB 230 V | 1165
5702851108 | Imbalance switch | 53.7
5702851116 | Brake resistor 330 E | 135
5702851124 | Lid-latch motor | 237
5702851132 | Mains input module | 75.7
5702851140 | Shock mount Isobutyl, 3 pcs. | 92.8
5702851159 | Toothed segment with emergency release | 106
5702851183 | PCB Control | 782
5702851191 | E-Prom | 66.6
5702852015 | Housing | 641
5702852023 | Rear panel | 162
5702852031 | Front panel | 301
5702852040 | Dial | 51.2
5702852066 | Push button short/open | 57.4
5702852074 | Push button stand by | 50.3
5702852082 | Sealing profile 5702, for rotor bowl (5702 from serial number 6281) | 67.8
5702852090 | Rotor chamber | 437
5702852112 | Sealing ring 5702, for rotor bowl | 61.2
5702852120 | Base plate | 270
5702852139 | Device foot, 4 pcs. | 96.5
5702852147 | Foam part for rotor chamber, 2 pcs. | 95.3
5702852155 | Housing with rotor chamber | 973
5702852163 | Retrofit kit housing and lid 5702, up to serial no. 27.999 | 882
5702852171 | High performance grease gleitmo WSP 5040, 5 g bag | 63.2
5702852180 | Housing 5702, with sealing ring for rotor chamber and lid impact damper | 424
5702852198 | Housing, from serial-no. 28.000, mounted with rotor chamber 5702 | 1032
5702852201 | Packaging 5702 | 151
5702852236 | Packaging for 5702 (Bundle) | 228
5702852317 | Operating instructions Centrifuge 5702/R/RH, multilingual | 101
5702852325 | Operating instructions Centrifuge 5702/R/RH, trilingual, BI-USA | 58.7
5702853011 | Plastic part of cover, without monitoring glass | 233
5702853038 | Metal body | 360
5702853046 | Reed-magnet | 69.1
5702853070 | Guide bushing, 2 pcs. | 47
5702853089 | Lock washer, 2 pcs. | 45.8
5702853097 | Emergency lid release, con- sisting of:Cord, nylon pointed staple | 73.2
5702853100 | Lid axle | 81.1
5702853135 | 2x Lid catch with nuts | 87.8
5702853151 | Lid spring, 2 pcs. | 57.4
5702853160 | Reed sensor | 112
5702853178 | Lid panel 5702 | 503
5702853186 | Lid spring 5702, 2 pcs. | 92.4
5702860018 | Centrifuge preventive mainten- ance,group 3: non-refrigerated imbalance system | 1032
5702860026 | Operational Qualification, incl. electrical testing, group 3 | 1032
5702860069 | Drive unit suspension/shock mounts for motor perform/check imbalance compensation,group 3 | 267
5702860093 | Obligatory check group 3 according to country-specific regulations | 1152
5702920029 | SOP Installation Qualification for Centrifuge 5702, german | 249
5702920037 | SOP Installation Qualification for Centrifuge 5702, english | 249
5702920045 | SOP Operational Qualification for Centrifuge 5702, german | 249
5702920053 | SOP Operational Qualification for Centrifuge 5702, english | 249
5702920088 | SOP Device testing for Centri- fuge 5702, german | 249
5702920096 | SOP Device testing for Centri- fuge 5702, english | 249
5702920100 | SOP Rotor check for Centrifuge 5702, german | 249
5702920118 | SOP Rotor check for Centrifuge 5702, english | 249
5703000012 | Centrifuge 5702 R, w/o rotor, refrigerated, 230V/50-60Hz | #VALUE!
5703000063 | Centrifuge 5702 R, w/o rotor, refrigerated, 230V/50-60Hz, with GB-plug | #VALUE!
5703000322 | Centrifuge 5702R, 230V/50-60Hz incl. rotor A-4-38 and 13/16mm adapters | #VALUE!
5703000365 | Centrifuge 5702R, 230V/50-60Hz incl. rotor A-4-38 and 13/16mm adapters, with GB-plug | #VALUE!
5703000420 | Centrifuge 5702 R, 230 V/50- 60 Hz, incl. rotor A-4-38 and 15/50 mL adapters | #VALUE!
5703000462 | Centrifuge 5702 R, 230 V/50- 60 Hz, incl. rotor A-4-38 and 15/50 mL adapters, GB-plug | #VALUE!
5703000489 | Centrifuge 5702 R, 230 V/50- 60 Hz, incl. rotor A-4-38 and 15/50 mL adapters, AU-plug | #VALUE!
5703350102 | Captain Eppi rotor key holder, 1 piece | 61.6
5703850113 | Sealing rings 5702 R/5702 RH, for rotor bowl | 120
5703850210 | Repair kit dv console | 948
5703851012 | Motor 5702 R, 100-240 V | 1173
5703851020 | Foam for insulating flange | 64.5
5703851055 | PCB Frequency converter 5702R/ 5702 RH with heat sink 230 V | 2662
5703851063 | PCB Frequency converter 5702R/ 5702 RH with heat sink 100/ 120 V | 2949
5703851101 | Fan with stopper | 131
5703851110 | Ribbon cable Converter PCB/ PCB Control 5702 R | 86.5
5703851136 | Fuses, 6 AT (2 pieces) | 39.5
5703851187 | PCB Control | 1003
5703851195 | EPROM | 191
5703852019 | Housing (5702R up to serial no. 6790 + 5702RH up to serial no. 2439) | 695
5703852027 | Real panel 5702R | 180
5703852035 | Front panel 5702R | 508
5703852043 | Sealing f. rotor chamber 5702R | 62.4
5703852051 | Housing attachment | 260
5703852060 | Push button 5702R, short, fast cool, open, up, down | 58.2
5703852078 | Push button 5702R, prog. 1/2 | 51.2
5703852086 | Buttonpad 5702 R (Standby) | 56.6
5703852116 | Tray for condensation water | 166
5703852124 | Base plate 5702R | 390
5703852132 | Compressor 120/230V, 50-60Hz | 1094
5703852140 | Filter dryer | 114
5703852159 | Condenser fan 230V | 232
5703852175 | Temperature sensor (condenser) | 122
5703852183 | Condenser fan 100V | 437
5703852205 | Packing 5702R | 156
5703852213 | Holder for rotor key | 43.7
5703852221 | Packaging for 5702R/H Bundle | 267
5703852310 | Housing (5702R as of serial no. 6791 + 5702RH as of serial no. 2440) | 524
5703853015 | Lid cover without inspection glass (5702R up to serial no. 6790 + 5702RH up to serial no. 2439) | 346
5703853023 | Monitoring glass 5702R | 80.3
5703853031 | Lid panel (5702R up to serial no. 6790 + 5702RH up to serial no. 2439) | 649
5703853040 | Lid axle | 109
5703853058 | Spring, right | 62.4
5703853066 | Spring, left | 62.4
5703853139 | Lid panel with reed magnet (5702R as of serial no. 6791 + 5702RH as of serial no.2440) | 699
5703853155 | Lid spring (5702R up to serial no. 6790 + 5702RH up to serial no. 2439), 2 pcs. | 78.6
5703853210 | Lid cover without inspection glass (5702R as of serial no. 6791 + 5702RH as of serial no. 2440) | 261
5703853252 | Lid spring (5702R as of serial no. 6791 + 5702RH as of serial no. 2440), 4 pcs. | 95.7
5703853350 | Retrofit kit housing/lid (5702R up to serial no. 6790 + 5702RH up to serial no. 2439) | 965
5704000016 | Centrifuge 5702RH, without rotor, refrigerated and heated, 230V/50-60Hz | #VALUE!
5704000067 | Centrifuge 5702 RH, without rotor, refrigerated and heated 230V/50-60Hz, with GB-plug | #VALUE!
5704850010 | Control PCB 5702RH | 1003
5704850028 | EPROM | 75.7
5704850036 | Front panel 5702RH | 570
5804000013 | Centrifuge 5804, w/o rotor, 230V/50-60Hz | #VALUE!
5804000064 | Centrifuge 5804, w/o rotor, 230V/50-60Hz, with GB-plug | #VALUE!
5804000323 | Centrifuge 5804, 230V/50-60Hz, incl. rotor A-4-44 and 15/50ml adapters | #VALUE!
5804000366 | Centrifuge 5804, 230V/50-60Hz, incl. rotor A-4-44 and 15/50ml adapters, with GB-plug | #VALUE!
5804000528 | Centrifuge 5804, 230 V/50- 60 Hz, incl. rotor S-4-72 and 15/50 mL adapters for conical tubes | #VALUE!
5804000560 | Centrifuge 5804, 230 V/50- 60 Hz, incl. rotor S-4-72 and 15/50 mL adapters for conical tubes, with GB-plug | #VALUE!
5804121201 | Rotor bowl 5804 | 1181
5804130103 | Sealing ring for rotor bowl 5804 | 168
5804160304 | Lid mat | 566
5804160517 | Upper part of lid with monitor glass, 5804 C/R | 309
5804160525 | Lower part of lid with rim, 5804 | 289
5804161009 | Lid reinforcement (welded) | 632
5804652002 | Mains cable 202 V J | 296
5804704002 | 1x MTP-bucket for rotor A-2-MTP, 5804(R)/5810(R) | 774
5804706005 | 4 Falcon buckets, each for 2x50 ml Falcon tubes for swing bucket rotor A-4-44 | 2005
5804709004 | Swing bucket rotor A-4-44, incl. 4 x 100 ml rectangular buckets | #VALUE!
5804712005 | Aerosol-tight caps for 100 ml rectangular buckets, 2 pcs. | 391
5804715004 | Fixed-angle rotor F45-30-11 30 x 1.5/2 ml, incl. aluminium lid | 1527
5804715403 | Aluminium-spare lid, non- aerosoltight, for rotor F-45-30-11 | 310
5804717007 | Adapter for 100 ml rectangular bucket for use with standard, Vacutainer,Falcon & micro test tubes 15 ml Falcon, 2 pcs. | 508
5804718003 | Adapter for 100 ml rectangular bucket for use with standard, Vacutainer,Falcon and micro test tubes 50 ml Falcon, 2 pcs | 508
5804719000 | Swing bucket rotor A-4-44 incl 4 x 50 mL Falcon tube buckets , incl. conical form inserts | #VALUE!
5804720008 | Rotor stand | 271
5804726006 | Fixed-angle rotor FA-45-30-11, 30x 1,5/2 ml, incl. aluminium lid, aerosol-tight | 2201
5804727002 | Fixed-angle rotor F-34-6-38, 6 x 85 ml incl. lid | #VALUE!
5804727509 | Rotor lid (F34-6-38) | 616
5804728009 | Adapters for 50 ml Falcon, 8 pieces | 198
5804730003 | Drum rotor T 60-11, incl. lid, for use with 6 adapters | #VALUE!
5804731000 | Adapters for drum rotor 1.5-2 ml, 6 pcs | 720
5804732006 | Adapters for drum rotor 0.4 ml 6 pcs | 720
5804733002 | Rotor lid for drum rotor | 466
5804735005 | Fixed-angle rotor for 6x8/6x5- tube strips or 48 x 0.2 ml PCR tubes | 2155
5804736001 | Rotor lid (aluminium), aerosol tight, for FA-45-30-11 ONLY (= 5804 726.006) | 319
5804737008 | Adapter for 50ml Falcon skirted (set of 8 adapters) | 339
5804738004 | Adapter for 3x 2,6-7ml tubes/ 75mm, for rotor F-34-6-38, 2 pcs. | 344
5804739000 | Adapter for 3x 2,6-7ml tubes/ 100mm, for rotor F-34-6-38, 2 pcs. | 344
5804740009 | Deepwell plate rotor A-2-DWP, incl. 2 buckets | #VALUE!
5804741005 | Follow-up-order for rectangular buckets 100 ml, 4 pcs | 2862
5804742001 | Follow-up-order: 2xMTP-buckets for rotor A-2-MTP, 5804(R)/ 5810(R) | 1452
5804743008 | Follow-up-order: 2xDWP-buckets for rotor A-2-DWP, 5804(R)/ 5810(R) | 1656
5804746007 | Swing-bucket rotor S-4-72, 4 x 250 mL, incl. 4 round buckets 250 mL (5804/R) | #VALUE!
5804747003 | Bucket 250 mL for rotor S-4-72 set of 4 | 3299
5804750004 | Adapter for 100 ml rectangular bucket for use with standard, Vacutainer,Falcon and micro test tubes 1.2-5 ml, 2 pcs. | 478
5804751000 | Adapter for 100 ml rectangular bucket for use with standard, Vacutainer,Falcon and micro test tubes 1.5-2 ml, 2 pcs. | 478
5804752007 | Adapter for 100 ml rectangular bucket for use with standard, Vacutainer,Falcon and micro test tubes 2.6-7 ml, 2 pcs. | 491
5804753003 | Adapter for 100 ml rectangular bucket for use with standard, Vacutainer,Falcon and micro test tubes 3-15 ml, 2 pcs. | 491
5804754000 | Adapter for 100 ml rectangular bucket for use with standard, Vacutainer,Falcon and micro test tubes 7-17 ml, 2 pcs. | 491
5804755006 | Adapter for 100 ml rectangular bucket for use with standard, Vacutainer,Falcon and micro test tubes 15 ml Falcon, 2 pcs | 508
5804756002 | Adapter for 100 ml rectangular bucket for use with standard, Vacutainer,Falcon and micro test tubes 7-18 ml, 2 pcs. | 478
5804757009 | Adapter for 100ml rectangular bucket for use with 18-30ml tubes, 2 pcs. | 478
5804758005 | Adapter for 100ml rectangular bucket for use with 50ml Falcon tubes, 2 pcs. | 508
5804759001 | Adapter for 100ml rectangular bucket for use with 30-50ml tubes, 2 pcs. | 478
5804760000 | Adapter for 100ml rectangular bucket for use with 50-75ml tubes, 2 pcs. | 478
5804761006 | Adapter for 100ml rectangular bucket for use with 80-120ml tubes, 2 pcs. | 478
5804770005 | Adapter for fixed-angle-rotor 6x85ml, for use with 4 tubes 1.5-2ml, 2 pcs. | 458
5804771001 | Adapter for fixed-angle-rotor 6x85ml, for use with 2 tubes 7-15ml, 2 pcs. | 344
5804772008 | Adapter for fixed-angle-rotor 6x85ml, for use with 1 tube 15-18ml, 2 pcs. | 344
5804773004 | Adapter for fixed-angle-rotor 6x85ml, for use with 1 tube 20-30ml, 2 pcs. | 279
5804774000 | Adapter for fixed-angle-rotor 6x85ml, for use with 1 tube 50ml, 2 pcs. | 279
5804775007 | Adapter for fixed-angle-rotor 6x85ml, for use with 1 tube 50ml Falcon, 2 pcs. | 295
5804776003 | Adapter for fixed-angle-rotor 6x85ml, for use with 1 tube 15ml Falcon, 2 pcs. | 295
5804777000 | Adapter for 1 x 5 mL tubes, for rotor F-34-6-38, set of 2 | 276
5804781007 | Replacement adapter clamp, for 100ml bucket adapters,set of 2 | 28.7
5804782003 | Rubber mat | 28.7
5804783000 | Adapter for 8 x 15 mL conical tubes, for rotor S-4-72, set of 2 | 645
5804784006 | Adapter for 4 x 50 mL conical tubes, for rotor S-4-72, set of 2 | 645
5804785002 | Adapter for 2 x 50 mL conical tubes, skirted, for rotor S-4-72, set of 2 | 645
5804787005 | Adapter for 250 mL bottles, for rotor S-4-72, set of 2 | 645
5804789008 | Adapter for 14 x round bottom tubes diameter 13 mm x 75-100 mm, for rotor S-4-72, set of 2 | 645
5804791002 | Adapter for 13 x round bottom tubes diameter 16 mm x 75-100 mm, for rotor S-4-72, set of 2 | 645
5804792009 | Adapter for 12 x round bottom tubes; diameter 17,5 mm x 100 mm, for rotor S-4-72, set of 2 | 645
5804793005 | Adapter for 8 x 5 mL tubes, for rotor S-4-72, set of 2 | 645
5804794001 | Adapter for 26 x 1.5-2 mL tubes, for rotor S-4-72, set of 2 | 645
5804810104 | EPROM program 5804(R) | 75.7
5804850106 | EPROM program 5804(R) | 75.7
5804900103 | Operating Manual, USA: Centrifuge 5804/5810 C/R english/french/spanish | 75.7
5804901010 | Operating manual inclusive accessory guide Centrifuge 5804/5810, in 11 languages | 50.8
5804920066 | Safety instructions for SOP for Centrifuge 58XX, german | 249
5804920074 | Safety instructions for SOP for Centrifuge 58XX, english | 249
5804930002 | EDP-Interface 5804 | 1028
5805000017 | Centrifuge 5804 R, w/o rotor, refrigerated, 230V/50-60Hz | #VALUE!
5805000068 | Centrifuge 5804 R, w/o rotor, refrigerated, 230V/50-60Hz, with GB-plug | #VALUE!
5805000327 | Centrifuge 5804R, 230V/50-60Hz incl. rotor A-4-44 and 15/50ml adapters | #VALUE!
5805000360 | Centrifuge 5804R, 230V/50-60Hz incl. rotor A-4-44 and 15/50ml adapters, with GB-plug | #VALUE!
5805000629 | Centrifuge 5804 R, 230 V/50- 60 Hz, incl. rotor S-4-72 and 15/50 mL adapters for conical tubes | #VALUE!
5805000661 | Centrifuge 5804 R, 230 V/50- 60 Hz, incl. rotor S-4-72 and 15/50 mL adapters for conical tubes, with GB-plug | #VALUE!
5805130107 | Sealing (rotor bowl) 5804R | 122
5805130182 | Rear panel with laminated protection (retrofit kit) | 242
5805132029 | Front panel 5804R | 365
5805160529 | Lower part of lid with rim and monitor glass, 5804 R | 272
5805930103 | Retrofit kit EDP connection, rear panel with laminated protection, 5804 R | 1069
5810000017 | Centrifuge 5810, w/o rotor, 230V/50-60Hz | #VALUE!
5810000068 | Centrifuge 5810, w/o rotor, 230V/50-60Hz, with GB-plug | #VALUE!
5810000327 | Centrifuge 5810, 230V/50-60Hz, incl. rotor A-4-62 and 15/50ml adapters | #VALUE!
5810000360 | Centrifuge 5810, 230V/50-60Hz, incl. rotor A-4-62 and 15/50ml adapters, with GB-plug | #VALUE!
5810000424 | Centrifuge 5810, 230V/50-60Hz, incl. rotor A-4-81 and 15/50ml adapters | #VALUE!
5810000467 | Centrifuge 5810, 230V/50-60Hz, incl. rotor A-4-81 and 15/50ml adapters, with GB-plug | #VALUE!
5810000521 | Centrifuge 5810, 230 V/50-60 Hz, incl. rotor S-4-104 and 15/50 mL adapters for conical tubes | #VALUE!
5810000564 | Centrifuge 5810, 230 V/50-60 Hz, incl. rotor S-4-104 and 15/50 mL adapters for conical tubes, with GB-plug | #VALUE!
5810000629 | Centrifuge 5810 230V/50-60Hz with rotor S-4-104 incl. ad- apter for round-bottom tubes diameter 13 / 16 mm | #VALUE!
5810000653 | Centrifuge 5810 230V/50-60Hz with rotor S-4-104 incl. ad- apter for round-bottom tubes diameter 13 / 16 mm, with | #VALUE!
5810000661 | Centrifuge 5810 230V/50-60Hz with rotor S-4-104 incl. ad- apter for round-bottom tubes diameter 13 / 16 mm, with | #VALUE!
5810000688 | Centrifuge 5810 230V/50-60Hz with rotor S-4-104 incl. ad- apter for round-bottom tubes diameter 13 / 16 mm, with | #VALUE!
5810000696 | Centrifuge 5810 230V/50-60Hz with rotor S-4-104 incl. ad- apter for round-bottom tubes diameter 13 / 16 mm, with | #VALUE!
5810001021 | Isolation flange | 66.6
5810001153 | Locking grommet (black) | 43.3
5810001170 | Nozzle for spring (black) | 10
5810110017 | Sliding plate, pertinax | 4.6
5810121205 | Rotor bowl 5810 | 1323
5810130107 | Sealing ring for rotor bowl 5810 | 114
5810132010 | Front panel 5810 | 399
5810152020 | Torsion spring | 28.7
5810160308 | Lid mat | 678
5810160510 | Upper part of lid with monitor glass, 5810 C/R | 326
5810160529 | Lower part of lid with rim, 5810 | 310
5810350018 | Rotor key for use for Models 5415D/R (aerosol-tight); all 5417C/R,all 5702/5702R/5702RH, all 5804/5804R and 5810/5810R | 26.2
5810350050 | Peg fat (tube 20 ml) | 40.8
5810615100 | Extender cable | 160
5810617006 | Comm. cable converter signals 5810/10R | 84
5810702003 | MTP-buckets Retrofit kit, for 4 MTPs each or 1 deepwell plate, for swing-bucket rotor A-4-62-MTP or for retrof- | 2758
5810709008 | Swing-bucket rotor A-4-62, incl. 4 x 250 ml rectangular buckets | #VALUE!
5810710006 | Aerosol-tight caps, for 250 ml rectangular buckets, 2 pcs. | 445
5810711002 | Swing-bucket rotor, A-4-62-MTP with 4 MTP buckets | #VALUE!
5810713005 | Replacement gasket for aerosol-tight caps (set of 4) | 221
5810716004 | Rectangular buckets 250 ml, 4 pcs. | 3349
5810718007 | Swing-bucket rotor A-4-81, incl. 4 x 500 ml rectangular buckets | #VALUE!
5810718309 | Rotor key for A-4-81 or A-4-81 -MTP/Flex on Models 5810 and 5810R | 61.6
5810720001 | Adapter for 400ml-rectangular bucket,for use with 25x2,6-7ml tubes, 2 pcs. | 653
5810721008 | Adapter for 500 mL rectangular bucket, for use with 16x7-17ml tubes, 2 pcs. | 653
5810722004 | Adapter for 500 mL rectangular bucket for use with 12x15ml Falcon tubes, 2 pcs. | 653
5810723000 | Adapter for 500 mL rectangular bucket for use with 5x50ml Falcon tubes, 2 pcs. | 653
5810724007 | Aerosol-tight lid for rotor A-4-81, 5810 (R), 2 pcs. | 595
5810725003 | Swing-bucket rotor A-4-81-MTP, incl. 4 MTP buckets | #VALUE!
5810728002 | Adapter for 400 ml rectangular bucket for use with 1x400ml bottle, 2 pcs. | 541
5810729009 | Wide-neck bottle 400 ml, 2 pcs. | 670
5810730007 | Rectangular buckets 500 ml for rotor A-4-81, 5810 (R), 4 pcs. | #VALUE!
5810733006 | Replacement cap sealing for aerosol-tight caps 400 ml, for rotor A-4-81, 5810(R), 4 pcs. | 254
5810734002 | Replacement adapter rubber mat, for adapters of rotor A-4-81, 5810(R), 4 pcs. | 53.2
5810735009 | Replacement clamp, for adapters of rotor A-4-81, 5810(R), 2 pcs. | 74
5810737001 | Rubber base plate, 2 pcs. | 116
5810739004 | Adapter for 400 ml rectangular bucket, tube size = 50 ml Centriprep, 2 pieces | 711
5810740002 | Adapter base for adapter 5810 723.000, Set of 2 pieces | 72.4
5810741009 | MTP Flex bucket, retrofit set, 4 pcs. | #VALUE!
5810742005 | MTP Flex bucket, retrofit set, 2 pcs. | 3528
5810743001 | Swing-bucket rotor A-4-81, without buckets | #VALUE!
5810745004 | Adapter for 20 x 2ml tubes/ D = 11mm, for rotor A-4-81, 2 pcs. | 653
5810746000 | Adapter for 20x 1,2-5ml tubes/ D = 11mm, for rotor A-4-81, 2 pcs. | 653
5810747007 | Adapter for 400ml rectangular bucket for use with 18x 5ml Vacutainer, 2 pcs. | 653
5810748003 | Adapter for 16x 3-15ml tubes/ D = 16mm, for rotor A-4-81, 2 pcs. | 653
5810750008 | Adapter for 250ml rectangular bucket for use with 25x1.2-5ml tubes, 2 pcs | 537
5810751004 | Adapter for 250ml rectangular bucket for use with 16x 1.5-2ml tubes, 2 pcs. | 537
5810752000 | Adapter for 250ml rectangular bucket for use with 15x2,6-7ml tubes, 2 pcs. | 566
5810753007 | Adapter for 250ml rectangular bucket for use with 12x3-15ml tubes, 2 pcs. | 566
5810754003 | Adapter for 250ml rectangular bucket for use with 12x 7-17ml tubes, 2 pcs. | 566
5810755000 | Adapter for 250 ml rectangular bucket for use with 9x15ml Falcon tubes, 2 pcs. | 612
5810756006 | Adapter for 250ml rectangular bucket for use with 8x7-18ml tubes 2 pcs. | 537
5810757002 | Adapter for 250ml rectangular bucket for use with 4x18-30ml tubes, 2 pcs. | 537
5810758009 | Adapter for 250ml rectangular bucket for use with 3x50ml Falcon tubes, 2 pcs. | 612
5810759005 | Adapter for 250ml rectangular bucket for use with 4x30-50ml tubes, 2 pcs. | 537
5810760003 | Adapter for 250ml rectangular bucket for use with 2x50-75ml tubes, 2 pcs. | 537
5810761000 | Adapter for 250ml rectangular bucket for use with 80-120ml tubes, 2 pcs. | 537
5810763002 | Adapter for 250ml rectangular bucket for use with 4x50ml Falcon-tubes (without aerosol- tight caps), 2 pcs. | 537
5810770009 | Adapter for 250ml rectangular bucket for use with 180-250ml tubes, 2 pcs. | 632
5810781000 | Clamp 250, 2 pcs. | 28.7
5810782007 | Spare rubber mat, 4 pieces | 35.8
5810783003 | Rubber plate | 35.8
5810853044 | Micro switch | 57.4
5810855055 | Lid hinge | 118
5810855144 | Starter capacitor 230V, for compressor SC 15/SC 18 | 322
5810855160 | Starter relay 230V, for compressor SC 18 | 282
5810855268 | Guide lid latch | 69.9
5810855330 | Mounting set (shock mount) | 57.4
5810860016 | Rotational speed verification | 119
5810860040 | Installation Qualification, Group 3 | 254
5810860059 | Installation Qualification, Group 4 | 402
5810860113 | Visual rotor inspection: swing-bucket rotor | 258
5810860237 | Advanced rotor check Group 2 - Fixed-angle rotor | 645
5810860245 | Advanced rotor check Group 3 - Swing-bucket rotor and buckets | 774
5810930006 | EDP-Interface 5810 | 1069
5811000010 | Centrifuge 5810 R, w/o rotor, refrigerated, 230 V/50-60 Hz | #VALUE!
5811000061 | Centrifuge 5810 R, w/o rotor, refrigerated, 230V/50-60Hz, with GB-plug | #VALUE!
5811000320 | Centrifuge 5810R, 230V/50-60Hz incl. rotor A-4-62 and 15/50ml adapters | #VALUE!
5811000363 | Centrifuge 5810R, 230V/50-60Hz incl. rotor A-4-62 and 15/50ml adapters, with GB-plug | #VALUE!
5811000428 | Centrifuge 5810R, 230V/50-60Hz incl. rotor A-4-81 and 15/50ml adapters | #VALUE!
5811000460 | Centrifuge 5810R, 230V/50-60Hz incl. rotor A-4-81 and 15/50ml adapters, with GB-plug | #VALUE!
5811000622 | Centrifuge 5810 R, 230 V/50- 60 Hz, incl. rotor S-4-104 and 15/50 mL adapters for conical tubes | #VALUE!
5811000665 | Centrifuge 5810 R, 230 V/50- 60 Hz, incl. rotor S-4-104 and 15/50 mL adapters for conical tubes, with GB-plug | #VALUE!
5811000827 | Centrifuge 5810 R 230V/50- 60Hz with rotor S-4-104 incl. adapter for round-bottom tubes diameter 13 / 16 mm | #VALUE!
5811000851 | Centrifuge 5810 R 230V/50- 60Hz with rotor S-4-104 incl. adapter for round-bottom tubes diameter 13 / 16 mm, | #VALUE!
5811000860 | Centrifuge 5810 R 230V/50- 60Hz with rotor S-4-104 incl. adapter for round-bottom tubes diameter 13 / 16 mm, | #VALUE!
5811000886 | Centrifuge 5810 R 230V/50- 60Hz with rotor S-4-104 incl. adapter for round-bottom tubes diameter 13 / 16 mm, | #VALUE!
5811000894 | Centrifuge 5810 R 230V/50- 60Hz with rotor S-4-104 incl. adapter for round-bottom tubes diameter 13 / 16 mm, | #VALUE!
5811001017 | Bellows | 89.4
5811001041 | Sealing (rotor bowl) 5810R | 159
5811001068 | Condensation tray | 42.8
5811010032 | Guiding (condensation tray) | 65.7
5811130208 | Rear panel with laminated protection, 5810 R | 231
5811132014 | Front panel 5810 R | 399
5811160301 | Reinforcement for lid mat | 678
5811160522 | Lower part of lid with rim and monitor glass, 5810 R | 304
5811200001 | Operating panel 5810 R | 1281
5811352006 | Fuse 10A time lag, set of 2 | 16.2
5811643000 | Temperature sensor rotor bowl | 214
5811645003 | Temperature sensor condenser | 133
5811646000 | Fan for condenser 115V | 267
5811855377 | Brake resistor, 5810 RA, 330 Ohm, 230 V | 403
5811855385 | Cooling plate with braking resistor, 5810 RA, 230 V | 549
5811855504 | PCB Interface 58XX | 982
5811855512 | Holder for magnet of imbalance | 137
5811860010 | Centrifuge preventive mainten- ance,group 4: refrigerated, imbalance system | 1381
5811860028 | Operational Qualification, incl. electrical testing, group 4 | 1381
5811860060 | Drive unit suspension/shock mounts for motor perform/check imbalance compensation,group 4 | 341
5811860109 | Obligatory check group 4 according to country-specific regulations | 1381
5811930107 | Retrofit kit EDP-connection, rear panel with laminated protection, 5810 R | 894
5814850015 | Housing, with mounting | 911
5814850023 | Rear panel | 203
5814850031 | Retrofit kit EDP connection, rear panel, 5804 | 1302
5814850058 | Gas spring 5804R | 131
5814850406 | Packaging 5804, cpl. | 332
5814850414 | Packaging for 5804 (Bundle) | 591
5815850027 | Rear panel, lamella protection 5804R | 289
5815850035 | Retrofit kit EDP connection, rear panel, 5804R | 1344
5815850400 | Packaging 5804R, cpl. | 348
5815850418 | Packaging for 5804R (Bundle) | 670
5820705000 | Spare seals for lids Rotor A-2-DWP-AT, set of 2 | 175
5820707003 | Wide-mouth bottle 500 ml for rotor A-4-81 | 670
5820708000 | 750 mL bottle, for rotor S-4-104, set of 2 | 661
5820710004 | Rotor A-2-DWP-AT, incl. aerosol-tight lids and removal tool | #VALUE!
5820711000 | Spare buckets Rotor A-2-DWP-AT set of 2 | 3544
5820712007 | Replacement removal tool for Rotor A-2-DWP-AT, set of 2 | 653
5820713003 | Spare lids Rotor A-2-DWP-AT, set of 2 | 707
5820715006 | Rotor FA-45-6-30, incl. quick- lock aerosol-tight lid | #VALUE!
5820716002 | Replacement rotor lid for rotor FA-45-6-30 | 790
5820717009 | Adapter for 15mL Falcon tubes, set of 2 pcs. | 280
5820718005 | Adapter for 15mL Falcon tubes, set of 7 pcs. | 790
5820719001 | Adapter for 1x 10 mL Oak Ridge tubes, set of 2 pcs. | 280
5820720000 | Adapter for 1x 16 mL Oak Ridge tubes, set of 2 pcs. | 280
5820721006 | Adapter for 1x 30 mL Oak Ridge tubes, set of 2 pcs. | 280
5820722002 | Adapter for 1x 35 mL Oak Ridge tubes, set of 2 pcs. | 280
5820725001 | Adapter for 1 x round bottom tubes diameter 13 mm x 100 mm, for rotor FA-45-6-30, set of 2 | 276
5820726008 | Adapter for 1 x round bottom tubes diameter 13 mm x 75 mm, for rotor FA-45-6-30, set of 2 | 276
5820727004 | Adapter for 1 x round bottom tubes diameter 16 mm x 100 mm, for rotor FA-45-6-30, set of 2 | 276
5820728000 | Adapter for 1 x round bottom tubes diameter 16 mm x 75 mm, for rotor FA-45-6-30, set of 2 | 276
5820729007 | Adapter for 1 x round bottom tubes diameter 17,5 mm x 100 mm, for rotor FA-45-6-30, set of 2 | 276
5820730005 | Adapter for 1 x 5 mL tubes, for rotor FA-45-6-30, set of 2 | 276
5820732008 | Universal adapter for 5 mL tube, set of 8 | 84.9
5820740000 | Swing-bucket rotor S-4-104, 4 x 750 mL, incl. 4 round buckets 750mL (5810/R) | #VALUE!
5820741007 | Bucket 750 mL, for rotor S-4-104, set of 4 | #VALUE!
5820742003 | Bucket 750 mL, for rotor S-4-104, set of 2 | 2933
5820743000 | DWP bucket, for rotor S-4-104, set of 4 | #VALUE!
5820744006 | DWP bucket, for rotor S-4-104, set of 2 | 2933
5820747005 | Aerosol-tight caps, for 750 mL round buckets, for rotor S-4-104, set of 2 | 649
5820748001 | Aerosol-tight caps, for DWP buckets, for rotor S-4-104, set of 2 | 699
5820749008 | Spare sealing, for 750 mL round buckets, for rotor S-4-104, set of 5 | 313
5820754001 | Swing-bucket rotor S-4-104, 4x 750 mL, incl. 4 DWP buckets (5810/R) | #VALUE!
5820755008 | Swing-bucket rotor S-4-104, 4 x 750 mL, without buckets (5810/R) | #VALUE!
5820756004 | Plate removal tool, for rotor S-4-104, set of 2 | 990
5820757000 | Plate bucket (open), for rotor S-4-104, set of 4 | #VALUE!
5820758007 | Plate bucket (open), for rotor S-4-104, set of 2 | 2933
5820759003 | Swing-bucket rotor S-4-104, 4x 750 mL, incl. 4 plate buckets (open)(5810/R) | #VALUE!
5820760001 | Fixed-angle rotor FA-45-48-11, aerosoltight, for 48 x 1.5-2 mL tubes, incl. aerosol-tight rotor lid (58XX/R) | #VALUE!
5820761008 | Replacement rotor lid,aerosol- tight, for rotor FA-45-48-11 | 686
5820762004 | Spare sealing for rotor lid FA-45-30-11, set of 5 pieces (54XX) | 653
5820765003 | Fixed-angle rotor FA-45-20-17, aerosoltight, for 20 x 5 mL tubes, incl. aerosol-tight rotor lid (58XX/R) | #VALUE!
5820766000 | Replacement rotor lid, aerosol-tight, for rotor FA-45-20-17, 1 pcs. | 686
5820767006 | Spare sealing for rotor lid FA-45-24-11-Kit (54XX), FA-45-20-17 (58XX),FA-45-48-11 (58XX, set of 5 pieces | 653
5820768002 | Adapter for 1 x 1.5-2 mL tubes, for rotor FA-45-20-17, set of 4 | 84.9
5820769009 | Adapter for cryogenic tubes, for rotor FA-45-20-17, set of 4 | 84.9
5820770007 | Adapter for autosampler vials, for rotor FA-45-20-17, set of 4 | 84.9
5820771003 | Fixed-angle rotor F-35-48-17, incl. 24 steel sleeves and adapters for 24 x 15 mL tubes (58XX/R) | 2130
5820772000 | Fixed-angle rotor F-35-48-17, incl. 48 steel sleeves and adapters for 48 x 15 mL tubes (58XX/R) | 3270
5820774002 | Steel sleeves incl. adapters for 15 mL tubes, for rotor F-35-48-17, set of 24 | 1015
5820850019 | Motor 120-230V/50-60Hz | 1610
5820850027 | PCB Imbalance detection | 188
5820850060 | EPROM program | 74.5
5820850078 | Gas spring 5810R | 131
5820850086 | Foam body with motor collar | 389
5820850094 | Brake resistor 120-230V | 244
5820850124 | Solenoid for ventilation flap | 217
5820850132 | Motor for lid latch | 433
5820850140 | Crank | 167
5820850159 | Slide for lid lock | 437
5820850167 | Transformer, 202V | 678
5820850175 | Crank for lid latch, with nut M5 | 104
5820850205 | Control pad 5804/5810 | 1032
5820850213 | Stoppers, set: 10x in device- colour & 5x for emergency lid release | 66.6
5820850221 | Dowel for front panel, 10 pcs. | 64.1
5820850230 | Device feet, 4 pcs. | 123
5820850248 | Housing, with mounting | 724
5820850256 | Rear panel | 203
5820850264 | Retrofit kit EDP connection, rear panel, 5810 | 1290
5820850280 | Set of screws (motor cap) | 53.2
5820850302 | Operating manual Centrifuge 5804/10 Refresher, multi- lingual | 63.6
5820850329 | motor cap cpl., with speed sensor | 359
5820850345 | PCB Drive 230V | 2608
5820850370 | PCB Control/frequency con- verter, with EPROM software program, 120 V | 2330
5820850400 | Packaging 5810, cpl. | 359
5820850418 | Shock mount for motor, 3 pcs. | 124
5820850426 | Packaging for 5810 (Bundle) | 620
5820850442 | Motor cpl. Galveston | 2704
5820850450 | Galveston shock mount, 3 pcs. | 449
5820850477 | EPROM Program 5810R Galveston | 112
5820851066 | Eprom with software from version 8.4 | 84
5820860073 | Centrifuge Upgrade | 678
5820920025 | SOP Installation Qualification for Centrifuge 58XX, german | 487
5820920033 | SOP Installation Qualification for Centrifuge 58XX, english | 487
5820920041 | SOP Operational Qualification for Centrifuge 58XX, german | 487
5820920050 | SOP Operational Qualification for Centrifuge 58XX, english | 470
5820920084 | SOP Device testing for Centri- fuge 58XX, german | 470
5820920092 | SOP Device testing for Centri- fuge 58XX, english | 470
5820920106 | SOP Rotor check for Centrifuge 58XX, german | 470
5820920114 | SOP Rotor check for Centrifuge 58XX, english | 470
5820920220 | SOP Dismentling instructions for Centrifuge 58XX, german | 470
5820920238 | SOP Dismentling instructions for Centrifuge 58XX, english | 470
5820920246 | SOP Dismentling instructions for Centrifuge 58XX R, german | 470
5820920254 | SOP Dismentling instructions for Centrifuge 58XX R, english | 470
5820920262 | SOP Dismentling instructions for Centrifuge 58XX RA, german | 470
5820920270 | SOP Dismentling instructions for Centrifuge 58XX RA,english | 470
5820920300 | SOP Basic inspection for swing-bucket rotor, german | 462
5820920319 | SOP Basic inspection for swing-bucket rotor, enlish | 462
5820920327 | SOP Basic inspection for fixed-angle rotor, german | 462
5820920335 | SOP Basic inspection for fixed-angle rotor, english | 462
5821020010 | Rolling Cabinet for Centri- fuges 5804/R and 5810/R | #VALUE!
5821850047 | Mains input module 230/202V | 72.8
5821850071 | Fan for motor 230/202V (base plate) | 375
5821850098 | Temperature sensor condenser | 123
5821850110 | Mains cable 230V | 141
5821850136 | Temperature sensor chamber- bottom | 144
5821850144 | Fan for condenser 230/202V | 333
5821850160 | Transformer, 202V | 707
5821850179 | Mains cable 202V | 322
5821850209 | Control pad 5804R/5810R | 1015
5821850217 | Label front cover 15 A | 66.6
5821850241 | Housing, with mounting | 1610
5821850250 | Front panel, right | 178
5821850268 | Rear panel, lamella protection 5810R | 260
5821850276 | Retrofit kit EDP connection, rear panel, 5810R | 1331
5821850292 | Injection valve | 244
5821850306 | Filter dryer | 245
5821850314 | Condenser 5804R/5810R | 437
5821850322 | Compressor 120-230V/50-60Hz | 1527
5821850330 | compressor | 1689
5821850349 | PCB 5821 Drive, 230V | 4023
5821850373 | PCB Control/frequency con- verter, with EPROM software program, 120 V | 2733
5821850403 | Packaging 5810R, cpl. | 428
5821850411 | Packaging for 5810R (Bundle) | 599
5821851027 | Foot receptacle for Centrifuge 5804, 4 pcs. | 424
5821851035 | Foot receptacle for Centrifuge 5810, 5810 R, 5804 R, 4 pcs. | 424
5821851043 | Screws for foot receptacle, 4 pcs. | 99
5821851051 | Assembly tools for foot re- ceptacle | 116
5821851060 | Nonslip mat | 124
5821851078 | Power cable | 424
5821851086 | Plastic plug, 12 pcs. | 107
5821851094 | Cable for rolling cabinet - centrifuge, 15 A | 296
5821851116 | Adhesive film for centrifuge foot holders | 181
5821851132 | Castor, Set of 2 pieces, with nuts, rear, without wheel stop | 416
5821851140 | Castor, Set of 2 pieces, with nuts, front, with wheel stop | 424
5821851159 | Drawer for rolling cabinet, without handle | 1269
5821851175 | Handle for drawer, with mounting material | 138
5821851183 | Telescopic rails for drawer, left and right, with mounting material | 1032
5821851191 | Electric cabinet, with mounting material | 487
5821851205 | Hood for electric cabinet, with mounting material | 458
5821851213 | Rear panel, for rolling cabinet with transformer, with 2 handles | 532
5821851221 | Rear panel, for standard rolling cabinet | 524
5821851230 | Transformer, 100 V to 125 V, with rubber mats, cover plate, M 10x90 screw | 1036
5821851248 | Time relay,for rolling cabinet | 503
5821851256 | Thermoresistor, for rolling cabinet | 254
5821851264 | Clamping elements for mounting rail | 163
5821851272 | Cable for mains switch - clamping element, with rubber sleeve | 228
5821851280 | Mains switch, 16 A | 219
5821851299 | Mains input module, 100 V | 146
5821851302 | Mains output module, 125 V | 142
5821851310 | Choke, with mounting material | 305
5821851329 | Transport package, for rolling cabinet | 508
5821920002 | Service manual, german, for Rolling cabinet 5821 | 215
5821920010 | Service manual, english, for Rolling cabinet 5821 | 215
5821920029 | SOP Installation Qualification german, for Rolling Cabinet 5821 | 433
5821920037 | SOP Installation Qualification english, for Rolling Cabinet 5821 | 433
5825706005 | Adapter for 12 glass slides, for all MTP/DWP-rotor buckets of the 5810/5810R, 2 pcs. | 1044
5825708008 | Adapter for 0,5 ml tube in the IsoRack, 2 pcs. | 503
5825709004 | Adapter for 1,5/2 ml tube in the IsoRack, 2 pcs. | 503
5825711009 | Adapter for 96-well PCR plate, 2 pcs. | 524
5825713001 | Adapter for 384-well PCR plate 2 pcs. | 414
5825718003 | SBS-Frame for rotors A-2-DWP/ A-2-MTP | 483
5825719000 | Adapter for cell culture flasks, for rotor A-4-81 MTP/Flex, 2 pcs. | 636
5825721004 | IsoRack starter set for Flex buckets | 1489
5825722000 | Adapter 1x250ml for 400ml, 2 pieces | 657
5825730003 | Buckets for 7 x 50 mL Falcon tubes, set of 4 pcs. | #VALUE!
5825732006 | Adapter for 5 x 50 mL conical tubes, skirted, for rotor S-4-104, set of 2 | 990
5825733002 | Adapter for 7 x 50 mL conical tubes, for rotor S-4-104, set of 2 | 990
5825734009 | Adapter for 14 x 15 mL conical tubes, for rotor S-4-104, set of 2 | 990
5825736001 | Adapter for 20 x round bottom tubes diameter 16 mm x 75 - 100 mm, for rotor S-4-104, set of 2 | 990
5825738004 | Adapter for 23 x round bottom tubes diameter 13 mm x 75 - 100 mm, for rotor S-4-104, set of 2 | 990
5825739000 | Adapter for 14 x Eppendorf Tube 5.0 mL,for rotor S-4-104, set of 2 | 990
5825740009 | Adapter for 62 x 1.5 mL/2 mL tubes, for rotor S-4-104, set of 2 | 990
5825741005 | Adapter for 250 mL bottles, for rotor S-4-104, set of 2 | 990
5825743008 | Adapter for 20 x round bottom tubes; diameter 17,5 mm x 100 mm,for rotor S-4-104,set of 2 | 990
5825744004 | Adapter for 750 mL bottle, for rotor S-4-104, set of 2 | 524
5825745000 | Adapter for 500 mL conical bottle, for rotor S-4-104, set of 2 | 990
6122480001 | Adapter for K- and E-cuvettes | 474
6131010000 | Thermal Printer DPU 414, incl. power supply 115V and printer cable for Biophotometer/plus | 1980
6131011006 | Thermal Printer DPU 414, incl. power supply 230V and printer cable for Biophotometer/plus | 1980
6131012002 | Thermoprinter DPU 414, incl. printercable for Biophotometer /plus and power-supply 230V with GB-plug | 2013
6131041002 | Seal for cuvette shaft (5 pcs) | 94.4
6131120000 | Optic-chassis | 1693
6131130005 | Lamp with holder, adjusted | 3170
6131141007 | Grid with holder | 3120
6131603000 | Keyboard | 198
6131606000 | Power module | 134
6131610007 | Display, complete | 305
6131801007 | PCB BioPhotometer | 1760
6131802003 | PCB Receiver | 957
6131851004 | Repair set for optical chassis | 196
6131852000 | Reference diode with diaphr. | 212
6131853007 | Lamp adjusting wrench | 95.7
6131900102 | Operating Manual 6131 BioPhotometer, german/ english/french | 80.7
6131911007 | Secondary-UV-VIS-filter A1/A2 | 736
6131928007 | Sekundary UV-VIS-Filter | #VALUE!
6131928104 | Recalibration of Secondary UV-VIS filter (for customer) | 1868
6131931008 | Sekundary UV-VIS-Filter (Service) | 3736
6131931105 | Recalibration of Secondary UV-VIS filter (for service) | 1627
6132005000 | BioPhotometer maintenance | 599
6132005018 | BioPhotometer Operational Qualification (OQ) | 686
6132005026 | BioPhotometer Photometer Test | 408
6132005034 | BioPhotometer/BioSpectrometer Electrical testing according to country-specific regulations | 120
6132005042 | BioPhotometer/BioSpectrometer Light path inspection | 120
6132005050 | BioPhotometer Adjustment of the number of flashes | 120
6132130009 | Lampholder, pre-adjusted | 1914
6132851008 | Repair set for optical chassis | 170
6132854007 | BioPhotometer Data Transfer Software for online data transfer to PC | 1385
6132856000 | Optical chassis | 1419
6132857006 | Mains input module, wired | 329
6132858002 | Display, cpl. | 428
6132859009 | PCB Receiver | 1481
6132861003 | PCB BioPhotometer | 1772
6132862000 | Keypad 6132 | 499
6132863006 | Seal for cuvette shaft | 203
6132864002 | Foot for housing | 111
6132865009 | Printer cable | 101
6132866005 | Switching power supply | 353
6132867001 | Power supply 115V | 278
6132868008 | Power supply 240V | 233
6132869004 | null modem cable | 62.4
6132870002 | Power supply 230/UK | 263
6132871009 | Adjusting aid for diffraction screen | 462
6132872005 | PCB BioPhotometer Kond.26,0 | 1776
6132873001 | Insulating sleeve | 81.1
6133000001 | BioPhotometer D30, 230 V / 50- 60 Hz | #VALUE!
6133000028 | BioPhotometer D30, 230 V / 50- 60 Hz, with GB-plug | #VALUE!
6133000907 | Eppendorf µCuvette G1.0 and Eppendorf BioPhotometer D30, 230 V / 50-60 Hz | #VALUE!
6133000909 | Eppendorf µCuvette G1.0 and Eppendorf BioPhotometer D30, 230 V / 50-60 Hz, with GB-plug | #VALUE!
6133928004 | BioPhotometer D30 reference filter set for verifying wave- length and photometric accuracy | #VALUE!
6135000009 | BioSpectrometer basic, 230 V/ 50-60 Hz | #VALUE!
6135000025 | BioSpectrometer basic, 230 V/ 50-60 Hz, with GB plug | #VALUE!
6135000904 | Eppendorf µCuvette G1.0 and Eppendorf BioSpectrometer basic, 230 V/ 50-60 Hz | #VALUE!
6135000906 | Eppendorf µCuvette G1.0 and Eppendorf BioSpectrometer basic, 230 V/ 50-60 Hz, with GB plug | #VALUE!
6135005000 | BioSpectrometer maintenance | 707
6135005019 | BioSpectrometer Operational Qualification (OQ) | 795
6135005027 | BioSpectrometer Photometer Test | 516
6135851009 | Cuvette holder, basic | 878
6135852005 | Mains input module | 381
6135853001 | Switched power supply unit | 327
6135854008 | Display, inclusive cable | 1028
6135855004 | PCB sensor | 957
6135856000 | Fiber-optic cable | 385
6135857007 | Photo diode array | 2741
6135861004 | Keypad, 6135 basic | 441
6135864003 | Lampholder (incl. reference diode), pre-adjusted | 2342
6135865000 | Diffraction grating w. holder | 2450
6135866103 | Mirror | 255
6135867002 | Packing | 176
6135868009 | Adjustment tool | 369
6135869005 | Cuvette shaft insulation | 354
6135870003 | Temperature sensor, for BioSpectrometer kinetic | 2870
6135871000 | Adjustment tool cuvette shaft | 1539
6135872006 | Cuvette shaft cover | 578
6135873002 | Upper part of housing without keypad | 2059
6135920000 | Service manual, german, for BioSpectrometer 6135 | 215
6135920019 | Service manual, english, for BioSpectrometer 6135 | 215
6135920027 | SOP Installation Qualification german, for BioSpectrometer 6135 | 433
6135920035 | SOP Installation Qualification english, for BioSpectrometer 6135 | 433
6135920043 | SOP Operational Qualification, german, for BioSpectrometer 6135 | 433
6135920051 | SOP Operational Qualification, english, for BioSpectrometer 6135 | 433
6135928001 | BioSpectrometer reference filter set, Filter set for checking photometric precision and wavelength accuracy | #VALUE!
6135928109 | Certification of BioSpectro- meter Reference filter set | 2084
6135931002 | Test filter set | #VALUE!
6135931100 | Certification of Eppendorf BioSpectrometer Reference SERVICE filter set | 2246
6136000002 | BioSpectrometer kinetic, 230V/ 50-60 Hz | #VALUE!
6136000029 | BioSpectrometer kinetic, 230V/ 50-60 Hz, with GB plug | #VALUE!
6136005004 | Eppendorf BioSpectrometer® kinetic Temperature Verifi- cation | 811
6136851002 | Cuvette holder, kinetic | 1685
6136852009 | DC-Fan | 371
6136859003 | PCB BioSpectrometer | 3112
6136861008 | Keypad, 6136 kinetic | 416
6137000006 | BioSpectrometer fluorescence, 230 V/50-60 Hz | #VALUE!
6137000014 | BioSpectrometer fluorescence, 100-120 V/50-60 Hz, with plug for US, JP, TW and South-Amer. | #VALUE!
6137000022 | BioSpectrometer fluorescence, 230 V/50-60 Hz, with GB plug | #VALUE!
6137000030 | BioSpectrometer fluorescence, 230 V/50-60 Hz, with AU plug | #VALUE!
6137000049 | BioSpectrometer fluorescence, 230 V/50-60 Hz, with CN plug | #VALUE!
6137000057 | BioSpectrometer fluorescence, 230 V/50-60 Hz, with AR plug | #VALUE!
6137005008 | Eppendorf BioSpectrometer® fluorescence Photometer test | 562
6137005016 | Certification of Eppendorf BioSpectrometer fluorescence Reference filter set | 2259
6137851006 | Cuvette holder, fluorescence | #VALUE!
6137861001 | Keypad, 6137 fluorescence | 666
6137872003 | Cuvette shaft cover, fluores- cence | 503
6137928009 | BioSpectrometer fluorescence reference filter set,verifying wavelength and photometric accuracy, fluorimetric pre- | #VALUE!
6137935005 | Test filter fluorescence | 2026
6137935102 | Certification of Eppendorf BioSpectrometer® fluorescence Reference SERVICE filter set | 2475
6138000018 | Eppendorf µCuvette G1.0 | #VALUE!
6141000002 | Eppendorf PlateReader AF2200, 230 V / 50-60 Hz | #VALUE!
6141000029 | Eppendorf PlateReader AF2200, 230 V / 50-60 Hz, with GB plug | #VALUE!
6141000908 | Eppendorf µPlate G0.5 and Eppendorf PlateReader AF2200, 230 V / 50-60 Hz | #VALUE!
6141000910 | Eppendorf µPlate G0.5 and Eppendorf PlateReader AF2200, 230 V / 50-60 Hz, GB plug | #VALUE!
6141005004 | Eppendorf PlateReader AF2200 maintenance | 790
6141005012 | Eppendorf PlateReader AF2200 Operational Qualification(OQ) | 894
6141005020 | Eppendorf PlateReader AF2200 Exchange Flash Lamp | 832
6141070019 | UV/Vis filter slide for PlateReader AF2200 | #VALUE!
6141070027 | Fluorescence filter slide for PlateReader AF2200 | #VALUE!
6141070035 | Filter slide case for PlateReader AF2200 | 508
6141071010 | AF2200 filter absorbance 1000 nm, repeat order with article-no. 6141072100 | 2242
6141071020 | AF2200 filter absorbance 230 nm, repeat order with article-no. 6141072110 | 2242
6141071040 | AF2200 filter absorbance 370 nm, repeat order with article-no. 6141072130 | 2242
6141071050 | AF2200 filter absorbance 405 nm, repeat order with article-no. 6141072140 | 2242
6141071060 | AF2200 filter absorbance 410 nm, repeat order with article-no. 6141072150 | 2242
6141071070 | AF2200 filter absorbance 415 nm, repeat order with article-no. 6141072160 | 2242
6141071080 | AF2200 filter absorbance 420 nm, repeat order with article-no. 6141072170 | 2242
6141071090 | AF2200 filter absorbance 430 nm, repeat order with article-no. 6141072180 | 2242
6141071100 | AF2200 filter absorbance 450 nm, repeat order with article-no. 6141072190 | 2242
6141071110 | AF2200 filter absorbance 490 nm, repeat order with article-no. 6141072200 | 2242
6141071120 | AF2200 filter absorbance 492 nm, repeat order with article-no. 6141072210 | 2242
6141071130 | AF2200 filter absorbance 540 nm, repeat order with article-no. 6141072220 | 2242
6141071140 | AF2200 filter absorbance 550 nm, repeat order with article-no. 6141072230 | 2242
6141071150 | AF2200 filter absorbance 560 nm, repeat order with article-no. 6141072240 | 2242
6141071160 | AF2200 filter absorbance 570 nm, repeat order with article-no. 6141072250 | 2242
6141071170 | AF2200 filter absorbance 580 nm, repeat order with article-no. 6141072260 | 2242
6141071180 | AF2200 filter absorbance 590 nm, repeat order with article-no. 6141072270 | 2242
6141071190 | AF2200 filter absorbance 595 nm, repeat order with article-no. 6141072280 | 2242
6141071200 | AF2200 filter absorbance 600 nm, repeat order with article-no. 6141072290 | 2242
6141071210 | AF2200 filter absorbance 610 nm, repeat order with article-no. 6141072300 | 2242
6141071220 | AF2200 filter absorbance 620 nm, repeat order with article-no. 6141072310 | 2242
6141071230 | AF2200 filter absorbance 630 nm, repeat order with article-no. 6141072320 | 2242
6141071240 | AF2200 filter absorbance 650 nm, repeat order with article-no. 6141072330 | 2242
6141071250 | AF2200 filter absorbance 690 nm, repeat order with article-no. 6141072340 | 2242
6141071260 | AF2200 filter absorbance 750 nm, repeat order with article-no. 6141072350 | 2242
6141071270 | AF2200 filter absorbance 900 nm, repeat order with article-no. 6141072360 | 2242
6141071280 | AF2200 filter fluorescence 280 nm, bandwidth 15 nm, repeat order with article- no. 6141072370 | 2554
6141071290 | AF2200 filter fluorescence 320 nm, bandwidth 25 nm, repeat order with article- no. 6141072380 | 2554
6141071310 | AF2200 filter fluorescence 340 nm, bandwidth 20 nm, repeat order with article- no. 6141072400 | 2554
6141071320 | AF2200 filter fluorescence 340 nm, bandwidth 35 nm, repeat order with article- no. 6141072410 | 2554
6141071330 | AF2200 filter fluorescence 360 nm, bandwidth 35 nm, repeat order with article- no. 6141072420 | 2554
6141071350 | AF2200 filter fluorescence 380 nm, bandwidth 20 nm, repeat order with article- no. 6141072440 | 2554
6141071360 | AF2200 filter fluorescence 400 nm, bandwidth 20 nm, repeat order with article- no. 6141072450 | 2554
6141071370 | AF2200 filter fluorescence 420 nm, bandwidth 10 nm, repeat order with article- no. 6141072460 | 2554
6141071380 | AF2200 filter fluorescence 430 nm, bandwidth 35 nm, repeat order with article- no. 6141072470 | 2554
6141071390 | AF2200 filter fluorescence 448 nm, bandwidth 7 nm, repeat order with article- no. 6141072480 | 2554
6141071400 | AF2200 filter fluorescence 460 nm, bandwidth 10 nm, repeat order with article- no. 6141072490 | 2554
6141071410 | AF2200 filter fluorescence 465 nm, bandwidth 35 nm, repeat order with article- no. 6141072500 | 2554
6141071420 | AF2200 filter fluorescence 485 nm, bandwidth 20 nm, repeat order with article- no. 6141072510 | 2554
6141071430 | AF2200 filter fluorescence 505 nm, bandwidth 20 nm, repeat order with article- no. 6141072520 | 2554
6141071440 | AF2200 filter fluorescence 510 nm, bandwidth 10 nm, repeat order with article- no. 6141072530 | 2554
6141071450 | AF2200 filter fluorescence 510 nm, bandwidth 25 nm, repeat order with article- no. 6141072540 | 2554
6141071460 | AF2200 filter fluorescence 520 nm, bandwidth 10 nm, repeat order with article- no. 6141072550 | 2554
6141071470 | AF2200 filter fluorescence 530 nm, bandwidth 25 nm, repeat order with article- no. 6141072560 | 2554
6141071480 | AF2200 filter fluorescence 535 nm, bandwidth 10 nm, repeat order with article- no. 6141072570 | 2554
6141071490 | AF2200 filter fluorescence 535 nm, bandwidth 25 nm, repeat order with article- no. 6141072580 | 2554
6141071500 | AF2200 filter fluorescence 535 nm, bandwidth 35 nm, repeat order with article- no. 6141072590 | 2554
6141071510 | AF2200 filter fluorescence 540 nm, bandwidth 25 nm, repeat order with article- no. 6141072600 | 2554
6141071520 | AF2200 filter fluorescence 544 nm, bandwidth 25 nm, repeat order with article- no. 6141072610 | 2554
6141071530 | AF2200 filter fluorescence 550 nm, bandwidth 10 nm, repeat order with article- no. 6141072620 | 2554
6141071540 | AF2200 filter fluorescence 560 nm, bandwidth 10 nm, repeat order with article- no. 6141072630 | 2554
6141071550 | AF2200 filter fluorescence 560 nm, bandwidth 20 nm, repeat order with article- no. 6141072640 | 2554
6141071560 | AF2200 filter fluorescence 580 nm, bandwidth 20 nm, repeat order with article- no. 6141072650 | 2554
6141071570 | AF2200 filter fluorescence 580 nm, bandwidth 30 nm, repeat order with article- no. 6141072660 | 2554
6141071580 | AF2200 filter fluorescence 590 nm, bandwidth 20 nm, repeat order with article- no. 6141072670 | 2554
6141071590 | AF2200 filter fluorescence 595 nm, bandwidth 35 nm, repeat order with article- no. 6141072680 | 2554
6141071600 | AF2200 filter fluorescence 590 nm, bandwidth 10 nm, repeat order with article- no. 6141072690 | 2554
6141071610 | AF2200 filter fluorescence 430 nm, bandwidth 20 nm, repeat order with article- no. 6141072700 | 2554
6141071630 | AF2200 filter fluorescence 415 nm, bandwidth 20 nm, repeat order with article- no. 6141072740 | 2554
6141071640 | AF2200 filter fluorescence 460 nm, bandwidth 20 nm, repeat order with article- no. 6141072730 | 2554
6141072010 | AF2200 filter absorbance 260 nm, repeat order with article-no. 6141072710 | 3723
6141072100 | AF2200 filter absorbance 1000 nm, for repeat order only | 2242
6141072110 | AF2200 filter absorbance 230 nm, for repeat order only | 2242
6141072120 | AF2200 filter absorbance 340 nm, for repeat order only | 2242
6141072130 | AF2200 filter absorbance 370 nm, for repeat order only | 2242
6141072140 | AF2200 filter absorbance 405 nm, for repeat order only | 2242
6141072150 | AF2200 filter absorbance 410 nm, for repeat order only | 2242
6141072160 | AF2200 filter absorbance 415 nm, for repeat order only, | 2242
6141072170 | AF2200 filter absorbance 420 nm, for repeat order only | 2242
6141072180 | AF2200 filter absorbance 430 nm, for repeat order only | 2242
6141072190 | AF2200 filter absorbance 450 nm, for repeat order only | 2242
6141072200 | AF2200 filter absorbance 490 nm, for repeat order only | 2242
6141072210 | AF2200 filter absorbance 492 nm, for repeat order only | 2242
6141072220 | AF2200 filter absorbance 540 nm, for repeat order only | 2242
6141072230 | AF2200 filter absorbance 550 nm, for repeat order only | 2242
6141072240 | AF2200 filter absorbance 560 nm, for repeat order only | 2242
6141072250 | AF2200 filter absorbance 570 nm, for repeat order only | 2242
6141072260 | AF2200 filter absorbance 580 nm, for repeat order only | 2242
6141072270 | AF2200 filter absorbance 590 nm, for repeat order only | 2242
6141072280 | AF2200 filter absorbance 595 nm, for repeat order only | 2242
6141072290 | AF2200 filter absorbance 600 nm, for repeat order only | 2242
6141072300 | AF2200 filter absorbance 610 nm, for repeat order only | 2242
6141072310 | AF2200 filter absorbance 620 nm, for repeat order only | 2242
6141072320 | AF2200 filter absorbance 630 nm, for repeat order only | 2242
6141072330 | AF2200 filter absorbance 650 nm, for repeat order only | 2242
6141072340 | AF2200 filter absorbance 690 nm, for repeat order only | 2242
6141072350 | AF2200 filter absorbance 750 nm, for repeat order only | 2242
6141072360 | AF2200 filter absorbance 900 nm, for repeat order only | 2242
6141072370 | AF2200 filter fluorescence 280 nm, bandwidth 15 nm, for repeat order only | 2554
6141072380 | AF2200 filter fluorescence 320 nm, bandwidth 25 nm, for repeat order only | 2554
6141072400 | AF2200 filter fluorescence 340 nm, bandwidth 20 nm, for repeat order only | 2554
6141072410 | AF2200 filter fluorescence 340 nm, bandwidth 35 nm, for repeat order only | 2554
6141072420 | AF2200 filter fluorescence 360 nm, bandwidth 35 nm, for repeat order only | 2554
6141072440 | AF2200 filter fluorescence 380 nm, bandwidth 20 nm, for repeat order only | 2554
6141072450 | AF2200 filter fluorescence 400 nm, bandwidth 20 nm, for repeat order only | 2554
6141072460 | AF2200 filter fluorescence 420 nm, bandwidth 10 nm, for repeat order only | 2554
6141072470 | AF2200 filter fluorescence 430 nm, bandwidth 35 nm, for repeat order only | 2554
6141072480 | AF2200 filter fluorescence 448 nm, bandwidth 7 nm, for repeat order only | 2554
6141072490 | AF2200 filter fluorescence 460 nm, bandwidth 10 nm, for repeat order only | 2554
6141072500 | AF2200 filter fluorescence 465 nm, bandwidth 35 nm, for repeat order only | 2554
6141072510 | AF2200 filter fluorescence 485 nm, bandwidth 20 nm, for repeat order only | 2554
6141072520 | AF2200 filter fluorescence 505 nm, bandwidth 20 nm, for repeat order only | 2554
6141072530 | AF2200 filter fluorescence 510 nm, bandwidth 10 nm, for repeat order only | 2554
6141072540 | AF2200 filter fluorescence 510 nm, bandwidth 25 nm, for repeat order only | 2554
6141072550 | AF2200 filter fluorescence 520 nm, bandwidth 10 nm, for repeat order only | 2554
6141072560 | AF2200 filter fluorescence 530 nm, bandwidth 25 nm, for repeat order only | 2554
6141072570 | AF2200 filter fluorescence 535 nm, bandwidth 10 nm, for repeat order only | 2554
6141072580 | AF2200 filter fluorescence 535 nm, bandwidth 25 nm, for repeat order only | 2554
6141072590 | AF2200 filter fluorescence 535 nm, bandwidth 35 nm, for repeat order only | 2554
6141072600 | AF2200 filter fluorescence 540 nm, bandwidth 25 nm, for repeat order only | 2554
6141072610 | AF2200 filter fluorescence 544 nm, bandwidth 25 nm, for repeat order only | 2554
6141072620 | AF2200 filter fluorescence 550 nm, bandwidth 10 nm, for repeat order only | 2554
6141072630 | AF2200 filter fluorescence 560 nm, bandwidth 10 nm, for repeat order only | 2554
6141072640 | AF2200 filter fluorescence 560 nm, bandwidth 20 nm, for repeat order only | 2554
6141072650 | AF2200 filter fluorescence 580 nm, bandwidth 20 nm, for repeat order only | 2554
6141072660 | AF2200 filter fluorescence 580 nm, bandwidth 30 nm, for repeat order only | 2554
6141072670 | AF2200 filter fluorescence 590 nm, bandwidth 20 nm, for repeat order only | 2554
6141072680 | AF2200 filter fluorescence 595 nm, bandwidth 35 nm, for repeat order only | 2554
6141072690 | AF2200 filter fluorescence 590 nm, bandwidth 10 nm, for repeat order only | 2554
6141072700 | AF2200 filter fluorescence 430 nm, bandwidth 20 nm, for repeat order only | 2554
6141072710 | AF2200 filter absorbance 260 nm, for repeat order only | 3723
6141072720 | AF2200 filter absorbance 280 nm, for repeat order only | 3723
6141072730 | AF2200 filter fluorescence 460 nm, bandwidth 20 nm, for repeat order only | 2554
6141072740 | AF2200 filter fluorescence 415 nm, bandwidth 20 nm, for repeat order only | 2554
6141073010 | AF2200 filter absorbance 280 nm, repeat order with article-no. 6141072720 | 3723
6141074010 | AF2200 filter absorbance 340 nm, repeat order with article-no. 6141072120 | 2242
6141851010 | Guide pcb AF2200 | 111
6141851020 | Foot instrument 30*15 AF2200 | 91.1
6141851030 | Wiring OPB900W55 jst 30 cm AF2200 | 176
6141851040 | PCBA photodiode AF2200 | 1294
6141851050 | Ring stop AF2200 | 92.8
6141851060 | PCBA filterslide memory AF2200 | 188
6141851070 | Head bottom ellipsoid-mirror AF2200 | 260
6141851080 | Wiring 10 pin flatcable 40 cm AF2200 | 118
6141851090 | Wiring OPB940W51 jst 15 cm AF2200 | 166
6141851100 | Wiring 12pin flatcable 20 cm AF2200 | 149
6141851110 | Housing rec.ferrite AF2200 | 120
6141851120 | Wiring filter memory contact AF2200 | 367
6141851130 | X-drive motor AF2200 | 1165
6141851140 | X-belt toothed AF2200 | 281
6141851150 | Motor cpl./filter slide AF2200 | 1206
6141851160 | Flash lamp cpl. AF2200 | #VALUE!
6141851170 | Y-belt toothed AF2200 | 281
6141851180 | Heater top AF2200 | 2184
6141851190 | Cable shaft AF2200 | 298
6141851200 | Y-drive motor AF2200 | 1335
6141851210 | X-transport cpl. AF2200 spare | #VALUE!
6141851220 | PCBA X--drive complete | 1019
6141851230 | Transport lock complete AF2200 | 532
6141851240 | Fiberbundle Y-bottom quartz | #VALUE!
6141851250 | Filterset F60 (filter fan) spare | 275
6141851260 | Powersupply 24V AF2200 | 1473
6141851270 | Powersupply cover /ventil. modul, spare | 1622
6141851280 | PCBA Y-drive complete spare AF2200 | 499
6141851290 | Powersupply flash spare | 2796
6141851300 | Switch mains combi element spare | 553
6141851310 | Wiring 12pol flate high flex. 52 cm spare | 203
6141851320 | Base plate AF2200 spare | 3232
6141851330 | Fan radial 24V 0.2A 20cm spare | 532
6141851340 | Packaging easy box AF2200 spare | 2820
6141851350 | Set 10 pce fuse slow-blow 2A spare | 251
6141851360 | Wiring 14 pin flat cable 50 cm spare | 233
6141851370 | Modul filter pmt std. AF2200 spare | #VALUE!
6141851380 | PCBA main-meas.cpu/fw IF200 pro/spare | #VALUE!
6141851390 | PCBA USB/CAN AF2200 spare | 545
6141851400 | Cover top instrument AF2200 spare | #VALUE!
6141851410 | Label warranty service AF2200 | 48.3
6141851420 | Front door assembly AF2200 spare | 3478
6141851430 | Plate in/out switch AF2200 spare | 657
6141851440 | PCBA key power on LED AF2200 spare | 406
6141851450 | panel rear AF2200 spare | 1780
6141851460 | Housing bottom complete AF2200 spare | 2937
6141851470 | Set snap ring AF2200 | 169
6141854010 | Tool measurement right angle ultra AF2200 | #VALUE!
6141855010 | Holder roller AF2200 | 176
6141856010 | Kit service tool vert. Adjust- ment plate AF2200 | #VALUE!
6141857010 | Kit ser.tool pitch gauge/ bottom fiber AF2200 | 2400
6141858010 | Tool assembly filter AF2200 | 411
6141859010 | Kit service filter slide cpl. | #VALUE!
6141860010 | Filter slide for PlateReader AF2200, without filter | 499
6141861010 | Kit service tool distance service | #VALUE!
6141862010 | Kit service tool bott.fieber AF2200 spare | 3353
6141863010 | Filter ass. tool set AF2200 spare | 824
6141864010 | Service set AF2200 in a case | #VALUE!
6141865010 | Cable USB ferrite AF2200 spare | 512
6141866000 | Adapter plate temperature sensor AF2200 | 119
6141867010 | Filter slide for PlateReader AF2200, without filter - spare part | 499
6144000003 | Eppendorf µPlate G0,5 | #VALUE!
6300920002 | Mastercycler ep realplex 6300, Performance Plans, German | 487
6300920010 | Mastercycler ep realplex 6300, Performance Plans, English | 487
6300920061 | Mastercycler ep realplex 6300 Installation Qualification, SOP, German | 487
6300920070 | Mastercycler ep realplex 6300 Installation Qualification, SOP, English | 487
6300920088 | Mastercycler ep realplex 6300 Operational Qualification, SOP, German | 487
6300920096 | Mastercycler ep realplex 6300 Operational Qualification, SOP, English | 487
6300920100 | Mastercycler ep realplex 6300 Performance Qualification, SOP, German | 487
6300920118 | Mastercycler ep realplex 6300 Performance Qualification, SOP, English | 487
6300920126 | Mastercycler ep realplex 6300 Safety instructions for SOP, German | 487
6300920134 | Mastercycler ep realplex 6300 Safety instructions for SOP, English | 487
6300920142 | Mastercycler ep realplex 6300 SOP device testing, German | 487
6300920150 | Mastercycler ep realplex 6300 SOP device testing, English | 487
6300920207 | Mastercycler ep realplex 6300, SOP Disinfection instruction, German | 487
6300920215 | Mastercycler ep realplex 6300, SOP Disinfection instruction, English | 487
6300920223 | Mastercycler ep realplex 6300, SOP dismantling instruction, German, | 487
6300920231 | Mastercycler ep realplex 6300, SOP dismantling instruction, English | 487
6300920304 | Mastercycler ep realplex 6300, Service Manual Rheinmetall, German | 487
6300920312 | Mastercycler ep realplex 6300, Service Manual Rheinmetall, english | 487
6302000120 | Mastercycler ep realplex Performance Plan 1x BASIC | #VALUE!
6302000138 | Mastercycler ep realplex Performance Plan 1x STANDARD | #VALUE!
6302000146 | Mastercycler ep realplex Performance Plan 1x PREMIUM | #VALUE!
6302070014 | Installation Mastercycler ep realplex incl. basic training | #VALUE!
6302070022 | Mastercycler ep realplex Performance Plan 2x BASIC | #VALUE!
6302070057 | Mastercycler ep realplex Performance Plan 2x STANDARD | #VALUE!
6302070065 | Mastercycler ep realplex Performance Plan 2x PREMIUM | #VALUE!
6302070405 | Peak-Adapter, connection cable included | 1930
6302070456 | Connection cable realplex - Cycler | 115
6302101203 | Filter 520nm | 2092
6302102200 | Filter 580nm | 2092
6302103206 | Filter 550nm | 2092
6302104202 | Filter 605nm | 2092
6302107201 | opaque filter | 224
6302851008 | LED matrix | 3540
6302852004 | Fan ODM | 255
6302853000 | LED status and microswitch | 215
6302853507 | Packaging Mastercycler ep realplex | 532
6302854007 | PCB Control | 2546
6302854503 | Multiplier 650 nm | #VALUE!
6302855003 | motor for filter wheel | 390
6302855500 | Multiplier 900 nm | #VALUE!
6302856000 | Light barrier filter recognition | 165
6302856506 | Filter 520nm, without diffuser | 1518
6302857502 | Filter 580nm, without diffuser | 1593
6302858509 | Filter 550nm, without diffuser | 1518
6302859009 | PCB amplifier | 840
6302859505 | Filter 605nm, without diffuser | 1518
6302860007 | Fuses | 27
6302860503 | PCB Control Universal | 2646
6302861500 | CD realplex Software V2.2 | 1186
6302862000 | Mounting set cycler | 310
6302862506 | Software routine-realplex | #VALUE!
6302863502 | Adjustment filter, 2 pcs. | 458
6302866005 | Beam splitter | 595
6302866501 | Frame with heating foil and insulation plate | 3798
6302867001 | Filter wheel | 703
6302868008 | Cover 1 | 373
6302868504 | Sleeve | 327
6302869500 | Retrofit kit 1 | #VALUE!
6302870509 | Retrofit kit 2 | #VALUE!
6302872005 | Lever | 398
6302873001 | Packaging (online module) | 299
6302874008 | Light conductor modul | #VALUE!
6302875004 | Test box realplex | 1094
6302875306 | Recalibration of Test Box | 745
6302876000 | Housing realplex 2 | 1007
6302877007 | Housing realplex 4 | 1007
6302879000 | Lock, set | 219
6302880008 | Spring, small, set | 94.4
6302881004 | Set of slider with stand | 653
6302882000 | Set of guiding plates | 986
6302883007 | Light path | #VALUE!
6302884003 | Sleeve | 241
6302887002 | Spring, big, set | 101
6302889005 | Hydraulics piston | 553
6302890003 | Stopper, set | 53.2
6302891000 | Spacer, 4 pcs. | 346
6302892006 | Strain relief | 160
6302893002 | Temperature indicator | 190
6302894009 | PCB temperature sensor | 282
6302895005 | Spring clip for multiplier, 2 pcs. | 136
6302896001 | Pads for realplex, 10 pcs. | 42.8
6302897008 | realplex 1.5 (software-CD) | 124
6302898004 | Pale filter, 2 pcs. | 478
6302899000 | Reference channel carrier | 1776
6320000007 | Control Panel Mastercycler pro | #VALUE!
6320071001 | Selftest USB-key for Master- cycler pro | 1144
6320851007 | PCB Control panel | 2974
6320854006 | LCD display | 1531
6321000019 | Mastercycler pro, 230V | #VALUE!
6321000043 | Mastercycler pro, 230V, with GB-plug | #VALUE!
6321000302 | Mastercycler pro and Control Panel, 230V/50-60Hz, with 266 twin.tec PCR Plate 96, skirted | #VALUE!
6321000310 | Mastercycler pro and Control Panel, 230V/50-60Hz, with 266 twin.tec PCR Plate 96 skirted, GB-plug | #VALUE!
6321000515 | Mastercycler pro + Control Panel, 230V | #VALUE!
6321000540 | Mastercycler pro + Control Panel, 230V, with GB-plug | #VALUE!
6321070033 | Transport-case for Master- cycler pro | 2787
6321852007 | PCB Power unit | 2072
6321853003 | PCB Launch | 1498
6321854000 | Display with seven segments | 624
6321856509 | Power supply | 3249
6321857009 | Thermoblock 96 AL | #VALUE!
6321858005 | Thermoblock 384 AL | #VALUE!
6321859001 | Thermoblock 96 AG | #VALUE!
6321860000 | Rollflex cable | 420
6321863009 | PCB Heated lid | 1922
6321865001 | Heated lid cover | 453
6321867004 | Slider left/right, 1 set | 745
6321868000 | Heated lid 96 | #VALUE!
6321870005 | Heated lid 384 | #VALUE!
6321879002 | Packaging Mastercycler pro | 230
6321880000 | Fuse F600, 10 pcs. | 90.7
6321882003 | Front panel Mastercycler pro | 242
6321883000 | Front panel Mastercycler pro 384 | 242
6321884006 | Front panel Mastercycler pro S | 242
6321893005 | SMD fuse 2A slow blow | 126
6321893501 | SMD fuse, for PCB power unit, 2,5 A slow blow, (for MC pro), 10 pieces | 107
6321894001 | Split splint 1,6x20 | 130
6321895008 | PCB-SMPS 632x-12C | 155
6321896004 | Mastercycler Group 2: Preventive Maintenance | 1069
6321897000 | Mastercycler Group 2: Sequential Temperature Verifi- cation with Single-Well tool | 894
6321897507 | Mastercycler Group 2: Parallel Temperature Verifi- cation with Multi-Well tool | 2321
6321898007 | Mastercycler Group 2: Operational Qualification (OQ) | 1997
6321899003 | Mastercycler Group 2: Electrical Testing according to country-specific regula- tions | 127
6321920029 | SOP Installation Qualification for Mastercycler pro 6321, german | 470
6321920037 | SOP Installation Qualification for Mastercycler pro 6321, english | 470
6321920045 | SOP Operational Qualification for Mastercycler pro 6321, german | 470
6321920053 | SOP Operational Qualification for Mastercycler pro 6321, english | 470
6321920061 | Safety instructions for SOP for Mastercycler pro 6321, german | 470
6321920070 | Safety instructions for SOP for Mastercycler pro 6321, english | 470
6321920088 | SOP Device testing for Master- cycler pro 6321, german | 470
6321920096 | SOP Device testing for Master- cycler pro 6321, english | 470
6324000010 | Mastercycler pro 384, 230V | #VALUE!
6324000044 | Mastercycler pro 384, 230V, with GB-plug | #VALUE!
6324000516 | Mastercycler pro 384 + Control Panel, 230V | #VALUE!
6324000540 | Mastercycler pro 384 + Control Panel, 230V, with GB-plug | #VALUE!
6325000013 | Mastercycler pro S, 230V | #VALUE!
6325000048 | Mastercycler pro S, 230V, with GB-plug | #VALUE!
6325000307 | Mastercycler pro S and Control Panel, 230V/50-60Hz, with 266 twin.tec PCR Plate 96, skirted | #VALUE!
6325000315 | Mastercycler pro S and Control Panel, 230V/50-60Hz, with 266 twin.tec PCR Plate 96 skirted, GB-plug | #VALUE!
6325000510 | Mastercycler pro S + Control Panel, 230V | #VALUE!
6325000544 | Mastercycler pro S + Control Panel, 230V, with GB-plug | #VALUE!
6328000006 | Temperature Verification System, including 96 well sensor plate | #VALUE!
6328000014 | Temperature Verification System, including 384 well sensor plate | #VALUE!
6328071000 | 96 well sensor plate for Temperature Verification System | #VALUE!
6328071507 | 96-well sensor plate for Tem- perature Verification System, not adjusted | #VALUE!
6328072007 | 384 well sensor plate for Temperature Verification System | #VALUE!
6328072503 | 384-well sensor plate for Tem- perature Verification System, not adjusted | #VALUE!
6328076002 | Sensor plate for Temperature Verification System - Multi channel for flat thermoblock | #VALUE!
6328078005 | Adjustment of Temperature Verification System - Multi- channel, 1 sensor plate | #VALUE!
6328079001 | Adjustment of Temperature Verification System - Multi- channel, 2 sensor plates | #VALUE!
6328080000 | Adjustment of Temperature Verification System - Multi- channel, 3 sensor plates | #VALUE!
6328081006 | Adjustment of Temperature Verification System - Multi- channel, 4 sensor plates | #VALUE!
6328851006 | Readjustment of Temperature Verification System - Multi- Well | #VALUE!
6330000013 | Mastercycler nexus flat eco, 230 V | #VALUE!
6330000048 | Mastercycler nexus flat eco, 230 V, with GB-plug | #VALUE!
6331000017 | Mastercycler nexus gradient 230 V/50-60 Hz | #VALUE!
6331000041 | Mastercycler nexus gradient 230 V/50-60 Hz, with GB-plug | #VALUE!
6331851009 | Housing nexus | 965
6331852005 | Device feets, 4 pcs., with adapter | 361
6331853001 | E-PAC nexus | 599
6331854008 | Fan | 453
6331855004 | Display | 1739
6331856000 | Status LED | 695
6331857007 | Keypad | 1335
6331858003 | Cover nexus eco | 1248
6331859000 | PCB Control pad | 2887
6331860008 | PCB Switch-mode power supply device | 3016
6331861004 | PCB Mainboard | 3440
6331863007 | Thermoblock nexus Flat | #VALUE!
6331864003 | Thermoblock nexus 96 | #VALUE!
6331870003 | Hood | 541
6331871000 | Lever | 541
6331873002 | Heated lid nexus 96 | #VALUE!
6331875005 | Heating frame nexus with micro switch | 1901
6331876001 | Springs, set of 2 | 45.8
6331877008 | Bits and pieces | 695
6331878004 | Lid nexus gradient | 361
6331879000 | Lid nexus eco | 361
6331880009 | Lid nexus | 361
6331881005 | Lid nexus flat | 361
6331882001 | Fuse 2A slow | 154
6331883008 | Cable nexus I | 541
6331884004 | Cable nexus II | 335
6331885000 | Cable nexus III | 374
6331886007 | Cable nexus IV | 335
6331887003 | Cable nexus V | 424
6331889006 | Rubber seal | 322
6331890004 | Service packing nexus | 420
6331891000 | USB - Test Adapter nexus | 503
6331892007 | Battery nexus | 119
6331893003 | Lid nexus gradient eco | 402
6331894000 | Lid nexus flat eco | 445
6331899400 | Mastercycler cleaning of internal components | 317
6331920000 | Service manual, german, for Mastercycler Nexus 6331 | 215
6331920019 | Service manual, english, for Mastercycler Nexus 6331 | 215
6331920027 | SOP Installation Qualification german, for Mastercycler Nexus 6331 | 433
6331920035 | SOP Installation Qualification english,for Mastercycler Nexus 6331 | 433
6331920040 | SOP Operational Qualification, german, for Mastercycler Nexus 6331 | 433
6331920058 | SOP Operational Qualification, english,for Mastercycler Nexus 6331 | 433
6331980003 | Transport-case for Master- cycler nexus | 2650
6332000010 | Mastercycler nexus eco 230 V/ 50-60 Hz | #VALUE!
6332000045 | Mastercycler nexus eco 230 V/ 50-60 Hz, with GB-plug | #VALUE!
6333000014 | Mastercycler nexus 230 V/ 50-60 Hz | #VALUE!
6333000049 | Mastercycler nexus 230 V/ 50-60 Hz, with GB-plug | #VALUE!
6334000018 | Mastercycler nexus gradient eco, 230 V | #VALUE!
6334000042 | Mastercycler nexus gradient eco, 230 V, with GB-plug | #VALUE!
6335000011 | Mastercycler nexus flat 230 V/ 50-60 Hz | #VALUE!
6335000046 | Mastercycler nexus flat 230 V/ 50-60 Hz, with GB-plug | #VALUE!
6336000015 | Mastercycler nexus GX2, 230 V/50-60 Hz | #VALUE!
6336000040 | Mastercycler nexus GX2, 230 V/50-60 Hz, with GB plug | #VALUE!
6337000019 | Mastercycler nexus X2, 230 V/50-60 Hz | #VALUE!
6337000043 | Mastercycler nexus X2, 230 V/50-60 Hz, with GB plug | #VALUE!
6338000012 | Mastercycler nexus GX2e, 230 V/50-60 Hz | #VALUE!
6338000047 | Mastercycler nexus GX2e, 230 V/50-60 Hz, with GB plug | #VALUE!
6339000016 | Mastercycler nexus X2e, 230 V/50-60 Hz | #VALUE!
6339000040 | Mastercycler nexus X2e, 230 V/50-60 Hz, with GB plug | #VALUE!
6345000010 | Mastercycler nexus GSX1, 230 V | #VALUE!
6345000044 | Mastercycler nexus GSX1, 230 V with GB-plug | #VALUE!
6345864006 | Thermoblock nexus X1 96 Well Ag | #VALUE!
6345878007 | Lid nexus GSX1 | 445
6345879003 | Lid nexus SX1 | 445
6345880001 | Lid nexus GSX1e | 445
6345881008 | Lid nexus SX1e | 445
6346000013 | Mastercycler nexus SX1, 230 V | #VALUE!
6346000048 | Mastercycler nexus SX1, 230 V, with GB-plug | #VALUE!
6347000017 | Mastercycler nexus GSX1e, 230V | #VALUE!
6347000041 | Mastercycler nexus GSX1e, 230V with GB-plug | #VALUE!
6348000010 | Mastercycler nexus SX1e, 230 V | #VALUE!
6348000045 | Mastercycler nexus SX1e, 230 V with GB-plug | #VALUE!
76BS0500OGSS | DASGIP Vessel Type BS0500OGSS (Pitched blade impeller, 2xGL45 side arms, 250mL - 650mL) | #VALUE!
76BS1000ODSS | DASGIP Vessel Type BS1000ODSS (Pitch blade impeller, stainless steel headplate, overhead drive, 600mL - 1.6L) | #VALUE!
76BS1000OGSS | DASGIP Vessel Type BS1000OGSS (Pitch blade impeller, overhead drive, 600mL - 1.6L) | #VALUE!
76CB05SU | BioBLU 5c Single Use Vessel, MicroSparge, pre-sterilized (1x Pitched blade impeller, overhead drive, 1.25L - 3.75L) | 2450
76DGAKHBR15 | Adapter-Kit for 1 Bioreactor Type BR15C Heating Blankets, RTDs and Accessories, 115VAC | #VALUE!
76DGBAL4 | Option Gravimetric Dosing of one Feed for 4 Vessels | #VALUE!
76DGBAL8 | Option Gravimetric Dosing of one Feed for 8 Vessels | #VALUE!
76DGBC0700 | Baffle Cage H180 and Accessories for Bioreactor Type SR0700 | 1918
76DGBC1000 | Baffle Cage H250 and Accessories for Bioreactor Type SR1000 | 1926
76DGCBLL | DASGIP Bracket for Cables / Tubes for Bioblock (2 long pipes) | 1123
76DGCBLS | DASGIP Bracket for Cables / Tubes for Bioblock and Cooling Water Distribution (1 long and 1 short pipe) | 1298
76DGCBXS | DASGIP Bracket for Cables / Tubes for Cooling Water Distribution (1 long pipe with foot and 1 short pipe) | 1930
76DGCBXX | DASGIP Bracket for Cables / Tubes for stand-alone (2 long pipes with foots) | 1930
76DGCF12 | DASGIP Compression Fitting for OD12mm w/ Pg13.5 Male Thread | 295
76DGCF12M | DASGIP Compression Fitting for OD12mm w/ M18x1.5 Male Thread | 354
76DGCHILL05U1 | DASGIP Recirculating Chiller with 500W, incl. Accessories, 115VAC | #VALUE!
76DGCHILL05U2 | DASGIP Recirculating Chiller with 500W, incl. Accessories, 230VAC | #VALUE!
76DGCHILL14U1 | DASGIP Recirculating Chiller with 1400W, incl. Accessories, 115VAC | #VALUE!
76DGCHILL14U2 | DASGIP Recirculating Chiller with 1400W, incl. Accessories, 230VAC | #VALUE!
76DGCOMQ4AP | Installation and Commissioning (4fold DASGIP System, APAC) | #VALUE!
76DGCOMQ4EU | Installation and Commissioning (4fold DASGIP System, EU) | #VALUE!
76DGCOMQ4US | Installation and Commissioning (4fold DASGIP System, US) | #VALUE!
76DGCOMQ8AP | Installation and Commissioning (8fold DASGIP System, APAC) | #VALUE!
76DGCOMQ8EU | Installation and Commissioning (8fold DASGIP System, EU) | #VALUE!
76DGCOMQ8US | Installation and Commissioning (8fold DASGIP System, US) | #VALUE!
76DGCOND12 | DASGIP Exhaust Condenser OD12mm, Pg13.5 and Accessories for 1 Vessel | 1419
76DGCOND30 | DASGIP Exhaust Condenser OD30mm, Pg13.5 and Accessories for 1 Vessel | 3083
76DGCOND30M | DASGIP Exhaust Condenser OD30mm, M18x1.5 and Accessories for 1 Vessel | 3141
76DGCONDSU1C | DASGIP Exhaust Condenser (Peltier) BioBLU 1c and Accessories for 1 Vessel | #VALUE!
76DGCONDSU1F | DASGIP Exhaust Condenser (Peltier) BioBLU 1f and Accessories for 1 Vessel | #VALUE!
76DGCONDSU5C | DASGIP Exhaust Condenser (Peltier) BioBLU 5c / 14c and Accessories for 1 Vessel | #VALUE!
76DGCS+4 | DASGIP Control System Upgrade incl. database update and licenses for 4 Vessels | #VALUE!
76DGCS4 | DASGIP Control System incl. PC, OS, DASGIP Control and licenses for 4 Vessels | #VALUE!
76DGCS8 | DASGIP Control System incl. PC, OS, DASGIP Control and licenses for 8 Vessels | #VALUE!
76DGCWD4 | DASGIP CWD4 Cooling water distribution unit with incl. connection cable | #VALUE!
76DGCWD44 | DASGIP CWD4 Cooling water distribution unit for 4 condenser-/ and 4 cooling finger ports incl. connection | #VALUE!
76DGDT220 | DASGIP Dip Tube incl. Triple Port Pg13.5 for Continuous Operation of DASGIP Vessels, 220mm | 965
76DGDT220M | DASGIP Dip Tube incl. Triple Port M18x1.5 for Continuous Operation of DASGIP Vessels, 220mm | 1144
76DGDT270 | DASGIP Dip Tube incl. Triple Port Pg13.5 for Continuous Operation of DASGIP Vessels, 270mm | 986
76DGDT270M | DASGIP Dip Tube incl. Triple Port M18x1.5 for Continuous Operation of DASGIP Vessels, 270mm | 1165
76DGDT320 | DASGIP Dip Tube incl. Triple Port Pg13.5 for Continuous Operation of DASGIP Vessels, 320mm | 986
76DGDT320M | DASGIP Dip Tube incl. Triple Port M18x1.5 for Continuous Operation of DASGIP Vessels, 320mm | 1165
76DGEGC1 | DASGIP EGC1 Exhaust Condenser Controller for 1 Peltier- Actuator | #VALUE!
76DGEGC4 | DASGIP EGC4 Exhaust Condenser Controller for 4 Peltier- Actuators | #VALUE!
76DGGA4 | DASGIP GA4 Exhaust Analyzing Module for 4 Vessels (incl. 1x GA4 w/ O2 1-50%, CO2 0-25% and accessories) | #VALUE!
76DGGA4E | DASGIP GA4E Exhaust Analyzing Module for 4 Vessels (incl. 1x GA4 w/ O2 0-100%, CO2 0- 25% and accessories) | #VALUE!
76DGGA4RHT | DASGIP Relative Humidity and Temperature Sensors incl. Accessories for DASGIP GA4 Exhaust Analyzing Module for | #VALUE!
76DGGA4UM | Accessories for 'DASGIP GA4' | 175
76DGHBD0100U1 | DASGIP Heating Blanket Type DS0100 and Pt100 for 1 Vessel, 115VAC | 2633
76DGHBD0100U2 | DASGIP Heating Blanket Type DS0100 and Pt100 for 1 Vessel, 230VAC | 2446
76DGHBD1000U1 | DASGIP Heating Blanket Type BS/DS 500mL - 3000mL and Pt100 for 1 Vessel, 115VAC | 2916
76DGHBD1000U2 | DASGIP Heating Blanket Type BS/DS 500mL - 3000mL and Pt100 for 1 Vessel, 230VAC | 2833
76DGHBV0500U1 | DASGIP Heating Blanket Type BS 500mL and Pt100 for 1 Vessel, 115VAC | 2417
76DGHBV0500U2 | DASGIP Heating Blanket Type BS 500mL and Pt100 for 1 Vessel, 230VAC | 3012
76DGHBV1000U1 | DASGIP Heating Blanket Type BS 1000mL and Pt100 for 1 Vessel, 115VAC | 2417
76DGHBV1000U2 | DASGIP Heating Blanket Type BS 1000mL and Pt100 for 1 Vessel, 230VAC | 2833
76DGHCB05U1 | DASGIP Heating Blanket Type BioBLU 5c and Pt100 for 1 Vessel, 115VAC | 3062
76DGHCB05U2 | DASGIP Heating Blanket Type BioBLU 5c and Pt100 for 1 Vessel, 230VAC | 2979
76DGHDR03U1 | DASGIP Heating Blanket Type DR03 and Pt100 for 1 Vessel, 115VAC | 2916
76DGHDR03U2 | DASGIP Heating Blanket Type DR03 and Pt100 for 1 Vessel, 230VAC | 2833
76DGHDR04U1 | DASGIP Heating Blanket Type DR04 and Pt100 for 1 Vessel, 115VAC | 2962
76DGHDR04U2 | DASGIP Heating Blanket Type DR04 and Pt100 for 1 Vessel, 230VAC | 2879
76DGHE220 | DASGIP Heat Exchanger L220, Pg13.5 for 1 Vessel | 1893
76DGHE220M | DASGIP Heat Exchanger L220, M18x1.5 for 1 Vessel | 1951
76DGHE320 | DASGIP Heat Exchanger L320, Pg13.5 for 1 Vessel | 2583
76DGHE320M | DASGIP Heat Exchanger L320, M18x1.5 for 1 Vessel | 2642
76DGINMAT4 | Installation material for a 4fold DASGIP system | 2380
76DGINMAT8 | Installation material for a 8fold DASGIP system | 2858
76DGIWF | DASGIP Inline Water Filter and Accessories | 2047
76DGLED220A | DASGIP Photobioreactor LED illumination devices for 1 Vessel Type A, 220mm (4 devices w/ 453/810/850nm) | #VALUE!
76DGLED220S | DASGIP Photobioreactor LED illumination devices for 1 Vessel Type S, 220mm (4 devices w/ | #VALUE!
76DGLVL220 | DASGIP Level/AntFoam Sensor incl. Compression Fitting Pg13.5 for 1 Vessel, 220mm | 1115
76DGLVL220M | DASGIP Level/AntiFoam Sensor incl. Compression Fitting M18x1.5 for 1 Vessel, 220mm | 1169
76DGLVLC | DASGIP Cable for Level Sensor for 1 Vessel | 483
76DGMF4F030 | DASGIP MF4 Gassing Module for 4 Vessels, Mass Flow Controller (1x MF4, 1-30sL/h) | #VALUE!
76DGMF4F120 | DASGIP MF4 Gassing Module for 4 Vessels, Mass Flow Controller (1x MF4, 4-120sL/h) | #VALUE!
76DGMF4F1200 | DASGIP MF4 Gassing Module for 4 Vessels, Mass Flow Controller (1x MF4, max. 1200sL/h) | #VALUE!
76DGMF4F300 | DASGIP MF4 Gassing Module for 4 Vessels, Mass Flow Controller (1x MF4, 10- 300sL/h) | #VALUE!
76DGMF4F600 | DASGIP MF4 Gassing Module for 4 Vessels, Mass Flow Controller (1x MF4, 20- 600sL/h) | #VALUE!
76DGMF4M60 | DASGIP Exhaust Analyzing Module CO2 for 4 Vessels, Mass Flow Meter based (1x MF4M, 0-60sL/h) | #VALUE!
76DGMP4 | DASGIP MP4 Multi Pump Module (1x MP4, w/o feed lines and reservoir bottles) | #VALUE!
76DGMP4FL05C22 | DASGIP Feed Line Set CFLEX for MP4 (4 tubes incl. Reservoir bottles, L2.0/0. 16/2.0m, ID0.5/1.6mm) | 3628
76DGMP4FL08C22 | DASGIP Feed Line Set CFLEX for MP4 (4 tubes incl. Reservoir bottles, L2.0/0. 16/2.0m, ID0.8/1.6mm) | 3578
76DGMP4FL16C22 | DASGIP Feed Line Set CFLEX for MP4 (4 tubes incl. Reservoir bottles, L2.0/0. 16/2.0m, ID1.6/1.6mm) | 3644
76DGMP4FL24C22 | DASGIP Feed Line Set CFLEX for MP4 (4 tubes incl. Reservoir bottles, L2.0/0. 16/2.0m, ID2.4/1.6mm) | 3628
76DGMP4FL32C22 | DASGIP Feed Line Set CFLEX for MP4 (4 tubes incl. Reservoir bottles, L2.0/0. 16/2.0m, ID3.2/1.6mm) | 3744
76DGMP4FL48C22 | DASGIP Feed Line Set CFLEX for MP4 (4 tubes incl. Reservoir bottles, L2.0/0. 16/2.0m, ID4.8/1.6mm) | 3661
76DGMP8 | DASGIP MP8 Multi Pump Module (1x MP8, w/o feed lines and reservoir bottles) | #VALUE!
76DGMP8FL025C12 | DASGIP Feed Line Set CFLEX for MP8 (8 tubes incl. Reservoir bottles, L1.0/0. 07/2.0m, ID0.25/0.8mm) | #VALUE!
76DGMP8FL025P13 | DASGIP Feed Line Set PTFE for MP8 (8 tubes incl. Reservoir bottles, L1.0/0.07/3.0m, ID0. 25/0.8mm) | #VALUE!
76DGMP8FL05C12 | DASGIP Feed Line Set CFLEX for MP8 (8 tubes incl. Reservoir bottles, L1.0/0. 07/2.0m, ID0.5/0.8mm) | #VALUE!
76DGMP8FL05P13 | DASGIP Feed Line Set PTFE for MP8 (8 tubes incl. Reservoir bottles, L1.0/0.07/3.0m, ID0. 5/0.8mm) | #VALUE!
76DGMP8FL10C12 | DASGIP Feed Line Set CFLEX for MP8 (8 tubes incl. Reservoir bottles, L1.0/0. 07/2.0m, ID1.0/0.8mm) | #VALUE!
76DGMP8FL10P13 | DASGIP Feed Line Set PTFE for MP8 (8 tubes incl. Reservoir bottles, L1.0/0.07/3.0m, ID1. 0/0.8mm) | #VALUE!
76DGMP8FL20C12 | DASGIP Feed Line Set CFLEX for MP8 (8 tubes incl. Reservoir bottles, L1.0/0. 07/2.0m, ID2.0/0.8mm) | #VALUE!
76DGMP8FL20P13 | DASGIP Feed Line Set PTFE for MP8 (8 tubes incl. Reservoir bottles, L1.0/0.07/3.0m, ID2. 0/0.8mm) | #VALUE!
76DGMPAC4 | Package to Support MP4/MP8 Calibration incl. Balance for 4 Vessels | #VALUE!
76DGMPAC8 | Package to Support MP4/MP8 Calibration incl. Balance for 8 Vessels | #VALUE!
76DGMPUM | Accessories for 'DASGIP MP4- MP8' | 175
76DGMSP | DASGIP Magnetic stirrer plate bioMIXdrive for 1 Vessel (2 - 250 1/min) | 2159
76DGMX41 | DASGIP MX4/1 Gas Mixing Module for 4 Vessels, Mass Flow Controller (4x MX4/1, 0- 600sL/h) | #VALUE!
76DGMX41H | DASGIP MX4/1H Gas Mixing Module for 4 Vessels, Mass Flow Controller (4x MX4/1, 0- 1200sL/h) | #VALUE!
76DGMX44 | DASGIP MX4/4 Gas Mixing Module for 4 Vessels, Mass Flow Controller (1x MX4/4, 0- 50sL/h, 0.1-40sL/h CO2) | #VALUE!
76DGMX44H | DASGIP MX4/4H Gas Mixing Module for 4 Vessels, Mass Flow Controller (1x MX4/4H, 0- 250sL/h, 0.5-150sL/h CO2) | #VALUE!
76DGMXMFUM | Accessories for 'DASGIP MX4/4 (H), MX4/1(H), MF4' | 1964
76DGOD4 | DASGIP OD4 Optical Density Measurement for 4 Vessels (incl. 1x Transmitter OD4 and cables, w/o sensors) | #VALUE!
76DGOD4UM | Accessories for 'DASGIP OD4' | 175
76DGODOPL05L120 | DASGIP OD Sensor w/ 5mm Optical Path Length for 1 Vessel, 120mm | #VALUE!
76DGODOPL05L220 | DASGIP OD Sensor w/ 5mm Optical Path Length for 1 Vessel, 220mm | #VALUE!
76DGODOPL05L320 | DASGIP OD Sensor w/ 5mm Optical Path Length for 1 Vessel, 320mm | #VALUE!
76DGODOPL10L120 | DASGIP OD Sensor w/ 10mm Optical Path Length for 1 Vessel, 120mm | #VALUE!
76DGODOPL10L220 | DASGIP OD Sensor w/ 10mm Optical Path Length for 1 Vessel, 220mm | #VALUE!
76DGODOPL10L320 | DASGIP OD Sensor w/ 10mm Optical Path Length for 1 Vessel, 320mm | #VALUE!
76DGODOPL20L120 | DASGIP OD Sensor w/ 20mm Optical Path Length for 1 Vessel, 120mm | #VALUE!
76DGODOPL20L220 | DASGIP OD Sensor w/ 20mm Optical Path Length for 1 Vessel, 220mm | #VALUE!
76DGODOPL20L320 | DASGIP OD Sensor w/ 20mm Optical Path Length for 1 Vessel, 320mm | #VALUE!
76DGOFF | DASGIP Exhaust System OD6mm, Pg13.5 for 1 Vessel | 886
76DGOFFD6 | DASGIP Exhaust System M6 port, D6 for 1 Vessel | 774
76DGPBR4 | DASGIP PBR PhotoBioreactor Illumination Module for 4 Vessels w/o LED illumination devices | #VALUE!
76DGPBR4UM | Accessories for 'DASGIP PBR4' | 233
76DGPC4 | Packing and Crating of an 4fold DASGIP System | 2442
76DGPC8 | Packing and Crating of an 8fold DASGIP System | 4023
76DGPCS | DASGIP Process Computer and Accessories for DASGIP Control, PC Hardware and OS Software (english language) | #VALUE!
76DGPCSDE | DASGIP Process Computer and Accessories for DASGIP Control, PC Hardware and OS Software (german language) | #VALUE!
76DGPH4 | DASGIP PH4 Monitoring Module for 4 Vessels w/o Sensors | #VALUE!
76DGPH4FO | DASGIP PH4FO Monitoring Module for fiber optical pH Measurement for 4 Vessels | #VALUE!
76DGPH4PO4 | DASGIP PH4PO4 Monitoring Module for 4 Vessels w/o Sensors | #VALUE!
76DGPH4PO4L | DASGIP PH4PO4L Monitoring Module with Level/AntiFoam Option for 4 Vessels w/o Sensors | #VALUE!
76DGPH4PO4RDL | DASGIP PH4PO4RD4L Monitoring Module with Level/AntiFoam Option for 4 Vessels w/o Sensors | #VALUE!
76DGPH4RD4 | DASGIP PH4RD4 Monitoring Module (pH and Redox) for 4 Vessels w/o Sensors | #VALUE!
76DGPH4RD4L | DASGIP PH4RD4L Monitoring Module (pH and Redox) with Level/AntiFoam Option for 4 Vessels w/o Sensors | #VALUE!
76DGPH8 | DASGIP PH8 Monitoring Module for 8 Vessels w/o Sensors | #VALUE!
76DGPH8PO8 | DASGIP PH8PO8 Monitoring Module for 8 Vessels w/o Sensors | #VALUE!
76DGPH8RD8 | DASGIP PH8RD8 Monitoring Module (pH and Redox) for 8 Vessels w/o Sensors | #VALUE!
76DGPHFOUM | Accessories for fiber optical pH Measurement | 1302
76DGPHHMC120 | DASGIP pH Sensor for 1 Vessel, 120mm (HMC) | 1136
76DGPHHMC220 | DASGIP pH Sensor for 1 Vessel, 220mm (HMC) | 1639
76DGPHHMC320 | DASGIP pH Sensor for 1 Vessel, 320mm (HMC) | 1864
76DGPHHMC420 | DASGIP pH Sensor for 1 Vessel, 420mm (HMC) | 2034
76DGPHMTI120 | DASGIP pH Sensor for 1 Vessel, 120mm (MTI) | 1681
76DGPHMTI220 | DASGIP pH Sensor for 1 Vessel, 220mm (MTI) | 1930
76DGPHMTI320 | DASGIP pH Sensor for 1 Vessel, 320mm (MTI) | 2092
76DGPHMTI420 | DASGIP pH Sensor for 1 Vessel, 420mm (MTI) | 2317
76DGPHPOUM | Accessories for 'DASGIP PHPO' | 745
76DGPHRDAK9 | DASGIP Cable for pH/Redox Sensor for 1 Vessel (AK9 Connector) | 408
76DGPOHMC120 | DASGIP DO Sensor for 1 Vessel, 120mm (HMC) | #VALUE!
76DGPOHMC220 | DASGIP DO Sensor for 1 Vessel, 220mm (HMC) | #VALUE!
76DGPOHMC320 | DASGIP DO Sensor for 1 Vessel, 320mm (HMC) | #VALUE!
76DGPOHMC420 | DASGIP DO Sensor for 1 Vessel, 420mm (HMC) | #VALUE!
76DGPOHVF120 | DASGIP DO Sensor (optical) for 1 Vessel, 120mm (HVF) | #VALUE!
76DGPOHVF220 | DASGIP DO Sensor (optical) for 1 Vessel, 220mm (HVF) | #VALUE!
76DGPOHVF320 | DASGIP DO Sensor (optical) for 1 Vessel, 320mm (HVF) | #VALUE!
76DGPOHVF420 | DASGIP DO Sensor (optical) for 1 Vessel, 420mm (HVF) | #VALUE!
76DGPOMTI120 | DASGIP DO Sensor for 1 Vessel, 120mm (MTI) | #VALUE!
76DGPOMTI220 | DASGIP DO Sensor for 1 Vessel, 220mm (MTI) | #VALUE!
76DGPOMTI320 | DASGIP DO Sensor for 1 Vessel, 320mm (MTI) | #VALUE!
76DGPOMTI420 | DASGIP DO Sensor for 1 Vessel, 420mm (MTI) | #VALUE!
76DGPOT82 | DASGIP Cable for DO Sensor for 1 Vessel (T82 Connector) | 703
76DGPOVP8 | DASGIP Cable for DO Sensor (optical) for 1 Vessel (VP8 Connector) | 1523
76DGRDMTI120 | DASGIP Redox (ORP) Sensor for 1 Vessel, 120mm (MTI) | 2196
76DGRDMTI220 | DASGIP Redox (ORP) Sensor for 1 Vessel, 220mm (MTI) | 2380
76DGRDMTI320 | DASGIP Redox (ORP) Sensor for 1 Vessel, 320mm (MTI) | 2679
76DGRE30 | DASGIP Overhead Drive RE30 for 1 Vessel (30 - 1250 rpm, digitally encoded) | #VALUE!
76DGRE30G | DASGIP Overhead Drive RE30 for Pg13.5 for 1 Vessel (30 - 1250 rpm, digitally encoded) | #VALUE!
76DGRE30SU | DASGIP Overhead Drive RE30 for 1 Single-Use Vessel (30 - 1250 rpm, digitally encoded) | #VALUE!
76DGRE40 | DASGIP Overhead Drive RE40 for 1 Vessel (100 - 1600 rpm, digitally encoded) | #VALUE!
76DGRX24 | DASGIP RX2/4 Gas Mixing Station for 4 Vessels, Rotameter and Solenoid Valves (1x RX2/4, 0-75sL/h) | #VALUE!
76DGRX24H | DASGIP RX2/4H Gas Mixing Station for 4 Vessels, Rotameter and Solenoid Valves (1x RX2/4H, 4-380sL/h) | #VALUE!
76DGRXUM | Accessories for 'DASGIP RX24 (H)' | 1073
76DGSAUM | Accessories for 'DASGIP Stirrer Assembly' | 175
76DGSWALM | DASGIP Control - Alarm Notification (Email, Text, Analog) for 1 Vessel | 2126
76DGSWEIO | DASGIP Control - External I/O (4x analog Input and Output per Vessel) for 1 Vessel | 2126
76DGSWOCV | DASGIP Control - Online calculated Values for 1 Vessel | 2126
76DGTBLOCK | DASGIP Biolock for 4 Vessels (4-position heating/cooling block, max. temp. 99°C) | #VALUE!
76DGTC4SC4B | DASGIP TC4SC4 Temperature and Agitation Control Module for 4 Vessels (TCSCB for Bioblock) | #VALUE!
76DGTC4SC4C | DASGIP TC4SC4 Temperature and Agitation Control Module for 4 Vessels (TCSCC for stirring plates) | #VALUE!
76DGTC4SC4D | DASGIP TC4SC4 Temperature and Agitation Control Module for 4 Vessels (TCSCD for overhead drives) | #VALUE!
76DGTCSCUM | Accessories for 'DASGIP TC4SC4' | 175
76DGTRAINEU | Training at Customer Site (EU, 1 day) | #VALUE!
76DGTRAINUS | Training at Customer Site (US, 1 day) | #VALUE!
76DGTRAVAIR | Travel Costs Air (Air fare, local transportation, parking, travel time) | #VALUE!
76DGTRAVCAR | Travel Costs Ground (Travel Costs, Travel Time) per 10km | 74.9
76DGTRIP | Extra Triple Port Pg13.5 for 1 Vessel | 620
76DGTRIPM | Extra Triple Port M18x1.5 for 1 Vessel | 799
76DGTT12 | Transportation and Transportation Insurance (12fold DASGIP System) | #VALUE!
76DGTT4 | Transportation and Transportation Insurance (4fold DASGIP System) | #VALUE!
76DGTT8 | Transportation and Transportation Insurance (8fold DASGIP System) | #VALUE!
76DGUPD4 | DASGIP Control System Upgrade to Release 4.x for 4 Vessels | #VALUE!
76DGUPD4SM | DASGIP Control System Upgrade to Release 4.x for 4 Vessels (active SW maintenance plan) | #VALUE!
76DGUPD8 | DASGIP Control System Upgrade to Release 4.x for 8 Vessels | #VALUE!
76DGUPD8SM | DASGIP Control System Upgrade to Release 4.x for 8 Vessels (active SW maintenance plan) | #VALUE!
76DGUPSPC2DXU1 | Uninterruptible Power Supply for DASbox System (1x PC, 2x DX), 115VAC | 3902
76DGUPSPC2DXU2 | Uninterruptible Power Supply for DASbox System (1x PC, 2x DX), 230VAC | #VALUE!
76DGUPSPC2TCU1 | Uninterruptible Power Supply for DASGIP System (1xPC, 2x TC4SC4), 115VAC | #VALUE!
76DGUPSPC2TCU2 | Uninterruptible Power Supply for DASGIP System (1xPC, 2x TC4SC4), 230VAC | #VALUE!
76DGUPSPC3DXU1 | Uninterruptible Power Supply for DASbox System (1x PC, 3x DX), 115VAC | #VALUE!
76DGUPSPC3DXU2 | Uninterruptible Power Supply for DASbox System (1x PC, 3x DX), 230VAC | #VALUE!
76DGUPSPC3TCU1 | Uninterruptible Power Supply for DASGIP System (1xPC, 3x TC4SC4), 115VAC | #VALUE!
76DGUPSPC3TCU2 | Uninterruptible Power Supply for DASGIP System (1xPC, 3x TC4SC4), 230VAC | #VALUE!
76DGUPSPC4TCU1 | Uninterruptible Power Supply for DASGIP System (1xPC, 4x TC4SC4), 115VAC | #VALUE!
76DGUPSPC4TCU2 | Uninterruptible Power Supply for DASGIP System (1xPC, 4x TC4SC4), 230VAC | #VALUE!
76DGUPSPCDXU1 | Uninterruptible Power Supply for DASbox System (1x PC, DX), 115VAC | 1951
76DGUPSPCDXU2 | Uninterruptible Power Supply for DASbox System (1x PC, DX), 230VAC | #VALUE!
76DGUPSPCTCU1 | Uninterruptible Power Supply for DASGIP System (1xPC, 1x TC4SC4), 115VAC | 3902
76DGUPSPCTCU2 | Uninterruptible Power Supply for DASGIP System (1xPC, 1x TC4SC4), 230VAC | #VALUE!
76DGUPSPCU1 | Uninterruptible Power Supply for DASGIP System (1x PC), 115VAC | 1951
76DGUPSPCU2 | Uninterruptible Power Supply for DASGIP System (1x PC), 230VAC | #VALUE!
76DGWRM | DASGIP WRM Gassing Station for 4 Vessels, Rotameter and Manual Valves ( 1x WRM, 0- 75sL/h) | #VALUE!
76DGWRMH | DASGIP WRMH Gassing Station for 4 Vessels, Rotameter and Manual Valves (1x WRMH, 4- 260sL/h) | #VALUE!
76DGWRMRX4 | DASGIP Stand for Rotameter Gassing Station | 1756
76DGWRMRX8 | DASGIP Stand for 2x Rotameter Gassing Station | 3307
76DGWRMUM | Accessories for 'DASGIP WRM(H) ' | 374
76DMGA1 | DASGIP Stand-Alone GA1 Exhaust Analyzing Module for 1 Vessel (incl. 1x GA1 w/ O2 1-50%, CO2 0-25%, rHT and | #VALUE!
76DMGA2 | DASGIP Stand-Alone GA2 Exhaust Analyzing Module for 2 Vessels (incl. 1x GA2 w/ O2 1-50%, CO2 0-25%, rHT and | #VALUE!
76DMGA4 | DASGIP Stand-Alone GA4 Exhaust Analyzing Module for 4 Vessels (incl. 1x GA4 w/ O2 1-50%, CO2 0-25%, rHT and | #VALUE!
76DMGA4E | DASGIP Stand-Alone GA4 Exhaust Analyzing Module for 4 Vessels (incl. 1x GA4 w/ O2 1-100%, CO2 0-25%, rHT and | #VALUE!
76DMMP4 | DASGIP Stand-Alone MP4 Multi Peristaltic Pump Module incl. EasyAccess Software | #VALUE!
76DMMP8 | DASGIP Stand-Alone MP8 Multi Peristaltic Pump Module incl. EasyAccess Software | #VALUE!
76DMMX44 | DASGIP Stand-Alone MX4/4 Gas Mixing Module (0-50sL/h, 0.1- 40sL/h CO2) incl. 2x 30m Gas Tube and EasyAccess Software | #VALUE!
76DMMX44H | DASGIP Stand-Alone MX4/4H Gas Mixing Module (0-250sL/h, 0.5- 150sL/h CO2) incl. 2x 30m Gas Tube and EasyAccess Software | #VALUE!
76DMOD4 | DASGIP Stand-Alone OD4 Monitoring Module for Optical Density incl. cables and EasyAccess Software | #VALUE!
76DMPBR4 | DASGIP Stand-Alone PBR4 Photobioreactor Illumination Module for 4 Vessels, w/o LED Sticks, incl. EasyAccess | #VALUE!
76DMTC4SC4D | DASGIP Stand-Alone TC4SC4D Temperature and Agitation Module for overhead drives incl. EasyAccess Software | #VALUE!
76DR03C | DASGIP Vessel Type DR03C (Pitched blade impeller, dip tube, overhead drive, 0.7L - 2.7L) | #VALUE!
76DR03F | DASGIP Vessel Type DR03F (Rushton impeller, L-Sparger, overhead drive, 0.7L - 2.7L) | #VALUE!
76DR03P | DASGIP Vessel Type DR03P (Pitched blade impeller, dip tube, overhead drive, photobioreactor, 0.7L - 2.7L) | #VALUE!
76DR04C | DASGIP Vessel Type DR04C (Pitched blade impeller, dip tube, overhead drive, 0.8L - 3.8L) | #VALUE!
76DR04F | DASGIP Vessel Type DR04F (Rushton impeller, L-Sparger, overhead drive, 0.8L - 3.8L) | #VALUE!
76DS0100B | DASGIP Vessel Type DS0100B (Paddle type impeller, 35 - 100mL) | #VALUE!
76DS0100P | DASGIP Vessel Type DS0100P (Pitched blade impeller, 35 - 100mL) | #VALUE!
76DS0200TBSC | DASGIP Vessel Type DS0200TBSC (Paddle type impeller, 1xGL14 side arms, OD120mm foot, 80mL - 200mL) | #VALUE!
76DS0250ODSS | DASbox Vessel Type DS0250ODSS (Marine-type impeller, overhead drive, 60mL - 250mL) | #VALUE!
76DS0250ODSU | DASbox Vessel Type BioBLU 0. 3c, Single-Use, pack of 4, pre-sterilized (1x Pitched blade impeller, 100mL - 250mL, | 2113
76DS0700ODSS | DASGIP Vessel Type DS0700ODSS (Pitched blade impeller, 2xGL45 side arms, overhead drive, bioblock, 300mL - | #VALUE!
76DS1000ODSP | DASGIP Vessel Type DS1000ODSP (2x Pitched blade impeller, 2xGL45 side arms, overhead drive, photobioreactor, 0.4L - | #VALUE!
76DS1000ODSS | DASGIP Vessel Type DS1000ODSS (2x Pitched blade impeller, 2xGL45 side arms, overhead drive, bioblock, 0.4L - 1.2L) | #VALUE!
76DS1000ODSUO | DASGIP Vessel Type BioBLU 1c, Single-Use, PreSens pH optode, pack of 4, pre-sterilized (2x Pitched blade impeller, | 2076
76DS1500ODSS | DASGIP Vessel Type DS1500ODSS (2x Pitched blade impeller, 2xGL45 side arms, overhead drive, bioblock, 0.4L - 1.6L) | #VALUE!
76DWACC | DASware access, Remote Access Support (Web and iApp) for 1 Vessel | 3860
76DWACCUM | Accessories for 'DASware access' | #VALUE!
76DWAMSP | Annual Maintenance and Support Plan for DASware software products (annual fee per license) | 770
76DWANA | DASware analyze, OPC Client Standard for 1 Vessel (OPC-DA e.g. for ext. Analyser) | 3860
76DWANA12P | DASware analyze, OPC Client Professional incl. 1x Tunneller Lic. for 12 Vessels (OPCDA e.g. for ext. Analyzer | #VALUE!
76DWANA1M | DASware analyze License for Seriell/Modbus Integration for 1 Vessel (e.g. for ext. Biomass Sensors) | #VALUE!
76DWANA2M | DASware analyze License for Seriell/Modbus Integration for 2 Vessels (e.g. for ext. Biomass Sensors) | #VALUE!
76DWANA3M | DASware analyze License for Seriell/Modbus Integration for 3 Vessels (e.g. for ext. Biomass Sensors) | #VALUE!
76DWANA4M | DASware analyze License for Seriell/Modbus Integration for 4 Vessels (e.g. for ext. Biomass Sensors) | #VALUE!
76DWANA4P | DASware analyze, OPC Client Professional incl. 1x Tunneller Lic. for 4 Vessels (OPCDA e.g. for ext. Analyzer | #VALUE!
76DWANA8P | DASware analyze, OPC Client Professional incl. 1x Tunneller Lic. for 8 Vessels (OPCDA e.g. for ext. Analyzer | #VALUE!
76DWANAUM | Accessories for 'DASware analyze' | 175
76DWCON | DASware connect, OPC Server for 1 Vessel (OPCDA for ext. PCS) | 3860
76DWCONUM | Accessories for 'DASware connect' | 175
76DWDIS | DASware discover client- license for 1 Vessel (SQL Server based information management) | 3860
76DWDISPC | DASware discover Information Management Server, PC Hardware, OS Software and Server Licence | #VALUE!
76DWDISS | DASware discover server- license (SQL Server based information management) | #VALUE!
76DWDISUM | Accessories for 'DASware discover' | 815
76DWDOE | DASware design License for 1 Vessel (DoE and local information management) | 3860
76DWDOEUM | Accessories for 'DASware design' | 175
76DWMIGNB | DASware migrate, License for NB-Systems for 1 Vessel | #VALUE!
76DWMIGNBPC | DASware migrate, DASGIP Control System for New Brunswick Systems (up to 8 Vessels) | #VALUE!
76DWMIGTP | DASware migrate, License for Third Party Systems for 1 Vessel | #VALUE!
76DWMIGTPPC | DASware migrate, DASGIP Control System for Third Party Systems (up to 8 Vessels) | #VALUE!
76DXBKT4 | DASbox Autoclavable Carrier for 4 Vessels | 1793
76DXBX05 | DASbox Base Unit Cell Culture for 4 Vessels (1x 4-fold Gassing 0-5sL/h, 0-3.5sL/h CO2, Agitation and | #VALUE!
76DXBX25 | DASbox Base Unit Microbial Fermentation for 4 Vessels (1x 4-fold Gassing 0-25sL/h, 0-18sL/h CO2, Agitation and | #VALUE!
76DXCOMQ12AP | Installation and Commissioning (12fold DASbox System, APAC) | #VALUE!
76DXCOMQ12EU | Installation and Commissioning (12fold DASbox System, EU) | #VALUE!
76DXCOMQ12US | Installation and Commissioning (12fold DASbox System, US) | #VALUE!
76DXCOMQ4AP | Installation and Commissioning (4fold DASbox System, APAC) | #VALUE!
76DXCOMQ4EU | Installation and Commissioning (4fold DASbox System, EU) | #VALUE!
76DXCOMQ4US | Installation and Commissioning (4fold DASbox System, US) | #VALUE!
76DXCOMQ8AP | Installation and Commissioning (8fold DASbox System, APAC) | #VALUE!
76DXCOMQ8EU | Installation and Commissioning (8fold DASbox System, EU) | #VALUE!
76DXCOMQ8US | Installation and Commissioning (8fold DASbox System, US) | #VALUE!
76DXCOND | DASbox Exhaust Condenser (Peltier) for 1 Vessel | 3548
76DXCONDSU | DASbox Exhaust Condenser (Peltier) for 1 Single-Use Vessel | 1768
76DXCS+4 | DASbox Control System Upgrade by 4 Vessels | #VALUE!
76DXCS12 | DASbox Control System for 12 Vessels | #VALUE!
76DXCS4 | DASbox Control System for 4 Vessels | #VALUE!
76DXCS8 | DASbox Control System for 8 Vessels | #VALUE!
76DXEVAL4 | Required consumables kit for evaluation of a DASbox system with four (4) Glass Vessels (for approx. 1 month) | #VALUE!
76DXEVAL4SU | Required consumables kit for evaluation of a DASbox system with four (4) Single-Use Vessels (for approx. 1 month) | #VALUE!
76DXFL05C11 | DASbox Feed Line Set CFLEX for MP8 (incl. reservoir bottles, L1.0/0.07/1.0m, ID0. 5/0.8mm) | #VALUE!
76DXFL05P11 | DASbox Feed Line Set PTFE for MP8 (incl. reservoir bottles, L1.0/0.07/1.0m, ID0.5/0.8mm) | #VALUE!
76DXFML4 | DASbox Feeding and Monitoring Module for 4 Vessels (1x MP8- PH4PO4LS, 2 Feeds per Vessel, pH, DO and Level) w/o Sensors | #VALUE!
76DXFMR4 | DASbox Feeding and Monitoring Module for 4 Vessels (1x MP8- PH4PO4RD4S, 2 Feeds per Vessel, pH, DO and Redox) w/o | #VALUE!
76DXGA4 | DASbox GA4 Exhaust Analyzing Module for 4 Vessels (incl. 1x GA4 w/ O2 1-50%, CO2 0-25% and accessories) | #VALUE!
76DXGA4E | DASbox GA4E Exhaust Analyzing Module for 4 Vessels (incl. 1x GA4E w/ O2 0-100%, CO2 0- 25% and accessories) | #VALUE!
76DXINMAT12 | Installation material for a 12fold DASbox system | 2858
76DXINMAT4 | Installation material for a 4fold DASbox system | 2380
76DXINMAT8 | Installation material for a 8fold DASbox system | 2858
76DXLVL | DASbox Level/AntiFoam Sensor incl. Compression Fitting for 1 Vessel | 1161
76DXMP8 | DASbox MP8 Multi Pump Module (1x MP8, w/o feed lines and reservoir bottles) | #VALUE!
76DXOFF | DASbox Exhaust System OD6mm, Pg13.5 for 1 Vessel | 528
76DXOHD | DASbox Overhead Drive for 1 Vessel (20-2500 rpm) | #VALUE!
76DXOHDSU | DASbox Overhead Drive for 1 Single-Use Vessel (20-2000 rpm) | #VALUE!
76DXPC12 | Packing and Crating of an 12fold DASbox System | #VALUE!
76DXPC4 | Packing and Crating of an 4fold DASbox System | 2047
76DXPC8 | Packing and Crating of an 8fold DASbox System | 3690
76DXPHHMC120 | DASbox pH Sensor for 1 Vessel, 120mm (HMC) | 1136
76DXPHPOMPUM | Accessories for 'DASbox PHPO- MP8' | 349
76DXPODAS120 | DASbox DO Sensor for 1 Single- Use Vessel, 120mm (DAS) | #VALUE!
76DXPOHMC120 | DASbox DO Sensor for 1 Vessel, 120mm (HMC) | #VALUE!
76DXPOHVF120 | DASbox DO Sensor (optical) for 1 Vessel, 120mm (HVF) | #VALUE!
76DXRAIL | DASbox Pull-Out system for 1 Base Unit | #VALUE!
76DXRDMTI120 | DASbox Redox Sensor for 1 Vessel, 120mm | 2196
76IQOQ | Generation of IQ/OQ Protocol and Documentation for one DASGIP System | #VALUE!
76SPKOHD | Maintenance/Spare Parts Kit DASGIP Lipseal stirrer assembly | 137
76SR0250ODLS | DASbox Vessel Type SR0250ODLS (2x Rushton impeller, overhead drive, 60mL - 250mL) | #VALUE!
76SR0250ODSU | DASbox Vessel Type BioBLU 0. 3f, Single-Use, pack of 4, pre-sterilized (2x Rushton impeller, overhead drive, | 2113
76SR0700ODLS | DASGIP Vessel Type SR0700ODLS (2x Rushton impeller, L- Sparger, overhead drive, bioblock, 0.2L - 1L) | #VALUE!
76SR1000ODLL | DASGIP Vessel Type SR1000ODLL (2x Rushton impeller, L- Sparger, overhead drive, 0.2L - 1.5L) | #VALUE!
76SR1000ODLS | DASGIP Vessel Type SR1000ODLS (3x Rushton impeller, L- Sparger, overhead drive, bioblock, 0.5L - 1.5L) | #VALUE!
76SR1500ODLS | DASGIP Vessel Type SR1500ODLS (2x Rushton impeller, L- Sparger, overhead drive, bioblock, 0.4L - 2.0L) | #VALUE!
77100001 | Monitor for DASGIP process computer | 2625
77100002 | Harddisk for DASGIP process computer | 487
77101001 | GPI100 headplate w/ 8xPg13.5 and 2xD6, complete w/ O-Ring and Screw cap | 1223
77101002 | GPI100 headplate w/ 7xPg13.5 D6 & M30, complete w/ O-Ring and Screw cap | 1477
77101003 | Stainl. steel headplate DN60 w/ 5xPg13.5 4x D6, with O- Ring and Quick lock | 1344
77101004 | 2/2-Way Miniature Solenoid Valve 24V, 1.2mm flange, complete | 387
77101005 | Mass gas-flow sensor, flow range 0..60sL/h, w/ O-ring, complete | 919
77101006 | Mass gas-flow sensor, flow range 0..360sL/h, w/ O-ring, complete | 1460
77101007 | Direct-acting 2/2-way Proportional Valve 24V, flange 0.6mm, complete | 645
77101008 | 2/2 way solenoid valve, 24 VDC, flange seat, 1.6mm, max. 21bar, complete | 200
77102006 | Septumholder Pg13.5 male with septum, ID12mm, stainless steel | 154
77102007 | MiniSpinner stirrer assembly, all parts incl. pitch blade impeller | 1231
77102008 | MiniSpinner stirrer assembly, all parts incl. paddle type agitator | 1098
77102009 | Inline gas filter, pore size 5µm, stainless steel, 2xOD6mm Push-In | 404
77102010 | DASGIP MP8 pump head w/ drive and decal | 1934
77102011 | DASGIP Bioreactor 3L, single wall vessel dished bottom, 17 port headplate (DR) | #VALUE!
77102012 | DASGIP Bioreactor 4L, single wall vessel dished bottom, 17 port headplate (DR) | #VALUE!
77102016 | Adapter Pg13.5 female thread to M18x1.5 male thread | 233
77102017 | DASGIP blind plug M18x1.5 male thread, stainless steel, all parts included | 295
77102018 | DASGIP triple port w/ 3x OD4mm tubing, w/M18x1.5 male thread all parts included | 849
77102019 | DASGIP septum holder M18x1.5 with septum | 383
77102020 | Blind plug M6 for DASGIP head plate, complete | 99.8
77102021 | M6 port assembly, L67mm, ID2mm,stainless steel, for DASGIP headplate, complete | 395
77102022 | L-sparger for DASGIP culture vessel stainless steel, D6, L300, W63, complete | 740
77102023 | L-sparger for DASGIP culture vessel stainless steel, D6, L370, W63, complete | 932
77102024 | Adapter for use of impeller w/ ID10mm on shaft w/ OD8mm, H12mm, complete | 141
77102025 | M6 thermowell, L155mm, ID2mm, stainless, Li118mm, complete | 354
77102026 | M6 thermowell, L177mm, ID2mm, stainless, Li140mm, complete | 370
77102027 | M6 thermowell, L200mm, ID2mm, stainless, Li163mm, complete | 379
77102028 | M6 thermowell, L250mm, ID2mm, stainless, Li213mm, complete | 428
77102029 | M6 thermowell, L275mm, ID2mm, stainless, Li238mm, complete | 478
77102030 | M6 thermowell, L300mm, ID2mm, stainless, Li263mm, complete | 441
77102031 | M6 thermowell, L350mm, ID2mm, stainless, Li313mm, complete | 478
77102032 | Insulation for DASGIP GPI-100 vessel, H10cm/4 | 129
77102033 | Insulation for DASGIP GPI-100 vessel, H20cm/8 | 166
77102034 | Baffle 345mm for bioreactor type DR, complete | 491
77102035 | Baffle 255mm for bioreactor type DR, complete | 383
77102036 | DASGIP cooling finger OD12mm, L380mm, Li325mm, stainless steel, complete | 2629
77102037 | DASGIP cooling finger OD12mm, L295mm, Li240mm, stainless steel, complete | 1839
77102038 | MiniSpinner stirrer assembly, all parts incl. wide paddle type agitator | 1094
77102039 | DASGIP adapter Pg13.5 male thread to D6 port, complete | 262
77102040 | M6 thermowell, L172mm, ID2mm, stainless, Li135mm, complete | 354
77102041 | DASGIP blind plug Pg13.5 male thread, stainless steel, all parts included | 154
77102042 | DASGIP Bioreactor GPI-100 baffle Hi180 mm, complete | 2205
77102044 | Impeller assembly V2, for 3 blade impeller, for magnet OD13, PTFE complete | 225
77102047 | Adapter for use of impeller w/ ID5mm on shaft w/ OD10mm, H12mm, complete | 287
77102048 | Adapter for use of impeller w/ ID5mm on shaft w/ OD8mm, H12mm, complete | 395
77102049 | Condenser AD12 complete | 1127
77102050 | Exhaust condenser OD30 complete | 2629
77104043 | DG Flow Cell for OD-Sensor S10mm complete | 1635
77105000 | GA sensor train inspection (incl. exchange of O2 and CO2 sensor) | #VALUE!
77105001 | GA sensor train maintenance (incl. exchange of O2, CO2 and flow sensor) | #VALUE!
77105002 | GA4 Maintenance (of all 4 sensor trains incl. exchange of O2 and CO2 sensors) | #VALUE!
77105004 | Kit for upgrade of MP8-1 to MP8-2, parts only | #VALUE!
77105005 | Re-Calibration of DASGIP MX4/4 module | 1215
77105006 | Cleaning and re-calibration of DASGIP MX4/4 module | 3603
77105008 | Upgrade and calibration of DASGIP MX from MX4/4-1 to MX4/4-2 | #VALUE!
77105010 | Re-calibration of DASGIP GA4 Module | 1215
77105011 | Maintenance/spare parts kit DASGIP lipseal stirrer assembly M30 | 162
77105012 | Maintenance of DASGIP lipseal stirrer assembly M30 at service center | 404
77105018 | Database modification and minor release update of DASGIP Control software | #VALUE!
77105020 | Analog EI option for DASGIP modules | #VALUE!
77105022 | Gateway configuration for 3rd party controller | #VALUE!
77105024 | Connecting panel for DASGIP RE30/RE40 drive, fully populated | 341
77105025 | Maintenance of DASGIP lipseal stirrer assembly Pg13.5 at service center | 316
77105026 | Maintenance/spare parts kit DASGIP lipseal stirrer assembly Pg13.5 | 171
77502001 | Accessories for DASGIP process computer, German language version | 2180
77502002 | Accessories for DASGIP process computer, English language version | 2180
77502005 | Software installation process computer, German, incl. basic software licenses | #VALUE!
77502006 | Software installation process computer, English, incl. basic software licenses | #VALUE!
77504001 | Installation material and tools | 1539
77504002 | Packing material for DG04 | 2808
77504003 | Packing material for DG08 | #VALUE!
78000001 | Rental of DASGIP Equipment for 30 days (additional terms and conditions apply) | #VALUE!
78000010 | Evaluation of DASGIP System for 30 days (additional terms and conditions apply) | #VALUE!
78000011 | Evaluation of DASGIP Module for 30 days (additional terms and conditions apply) | #VALUE!
78000013 | Transportation insurance | 4.2
78000014 | Transportation costs | 4.2
78000015 | Travel expenses | 4.2
78000016 | Travel expenses and overnight expenses (Europe) | 4.2
78000017 | Travel expenses incl. time | #VALUE!
78000018 | Overnight expenses | 661
78000019 | Overnight expenses (Europe) | 4.2
78000020 | Day(s) training at customer site | #VALUE!
78000106 | User manual 'MX4/4, MX4/1, MF4', German | 200
78000107 | User manual 'MX 4/4', English | 200
78000118 | User manual 'MP4-MP8', German | 200
78000119 | User manual 'MP4-MP8', English | 200
78000124 | User manual 'TCSC', German | 200
78000125 | User manual 'TCSC', English | 200
78000126 | User manual 'PHPO', German | 200
78000127 | User manual 'PHPO', English | 200
78000128 | User manual 'GA4', German | 200
78000129 | User manual 'GA4', English | 200
78000134 | User manual 'OD4', German | 200
78000135 | User manual 'OD4', English | 200
78000136 | User manual 'DASGIP Control', English | 200
78000138 | User manual 'DASware discover', English | 200
78000139 | User manual 'DASGIP DTP and OPC Server for Modules', English | 200
78000140 | User manual 'DASGIP Easy Access 4', English | 200
78000141 | User manual 'DASGIP License Manager', English | 200
78000142 | User manual 'Lipseal stirrer assembly' English | 200
78000143 | User manual 'PBR4' English | 200
78000144 | User manual 'PBR4' German | 200
78000148 | User manual 'DASbox', English | 200
78000149 | User manual 'MP8-PH4PO4', English | 200
78000150 | User manual 'DASGIP Bioreactors', English | 200
78000151 | User manual 'DASware analyse', English | 200
78000152 | User manual 'Documentation Wizard', English | 200
78000153 | User manual 'DASware migrate', English | 200
78000154 | User manual 'DASware access', English | 200
78000155 | User manual 'DASware connect', English | 200
78000156 | User manual 'DASware design', English | 200
78000157 | User manual 'DASGIP Bioreactors', German | 200
78000225 | Set-up and commissioning at customer site | #VALUE!
78000241 | Travel time | 250
78000328 | Annual Software Maintenance plan for DASGIP equipment | #VALUE!
78000339 | Annual Maintenance and Support Plan for DASware software products per license | 886
78000340 | Premium Software Agreement DASGIP, annual fee per process computer | #VALUE!
78000344 | Hourly rate production | 487
78000346 | Hourly rate repair | 487
78000347 | Hourly rate service, after sales | 786
78000349 | Hourly rate installation | 786
78000350 | Hourly rate training | 786
78000351 | Hourly rate software development | 1173
78000352 | Hourly rate hardware development | 1173
78100009 | Steel clamp for 500mL shake flasks | 187
78100014 | GL14 screw cap, PBT, with port D9.5mm | 8.3
78100015 | GL25 screw cap, PBT, with port D15mm | 8.3
78100016 | Flask 1000mL with neck GL45, transparent, without cap | 58.2
78100017 | Rubber sealing for stainless steel cap | 8.3
78100022 | Canulla medium, 0.9x70mm, (20G x 2 3/4) pack to 100 pieces | 58.2
78100070 | Compression fitting GL14/6mm, PPS | 87.4
78100076 | Canulla short, 1.1x30mm (19G x 1 1/4), pack to 100 pieces | 83.2
78100078 | Padded packing for DASGIP module (WxDxH) 420x460x400mm | 229
78100083 | Direct-acting 2/2-way Proportional Valve 24V, flange 0.6mm | 503
78100085 | Side element (H200mm) for wooden shipping crate (WxD) 1200x800mm | 183
78100086 | Lid/base (WxD) 1200x800mm for wooden crate | 99.8
78100087 | EU-normed wooden pallets | 191
78100106 | Data Cable 2x0.2qmm with bare wires | 12.5
78100111 | DASGIP Data Cable (4 wires), e.g. for Modbus w/ RS485 | 8.3
78100114 | DTP control cable L2m | 12.5
78100115 | DTP control cable L5m | 25
78100117 | DTP control cable L10m | 33.3
78100144 | Silicone plug ID15mm, OD25mm, H10mm | 8.3
78100145 | Silicone plug ID7mm, OD12mm, H5mm | 4.2
78100156 | Gas in- and outlet filter, 0. 2µm pore size, for tubes with OD4mm or ID7mm | 66.6
78100157 | 2/2-way solenoid valve 24VDC, flange seat 1.2mm | 245
78100158 | Storage box, stackable, PP (WxDxH) 430x350x240mm | 54.1
78100159 | GL45 2-port stopper (#1: 3/8ODx1/4ID, #2: 1/4ODx1/8ID), silicone and C-Flex | 204
78100170 | Filter/Sparger tip, stainless st., 10µm pore size, OD6.35mm, L25.4mm, M4 female | 87.4
78100182 | Flask 250mL with neck GL45, transparent, without cap | 37.4
78100188 | Padded packing for DASGIP Bioblock | 329
78100189 | Padded packing for DASGIP lipseal assembly | 70.7
78100196 | Packing frame for DASGIP module, two pieces, fits plastic storage box | 33.3
78100197 | Heating element AD6mm x L40mm, 48V, 100W, w/ 700mm PTFE insulated wire | 99.8
78100199 | Dust cap for LED Stick with M5 connector, EPDM, black | 4.2
78100209 | Front lid for miniature peristaltic pump MP8 | 8.3
78100214 | DASGIP MP4 Pump head | 491
78100218 | Drive for pump head of DASGIP MP4 peristaltic pump | 524
78100219 | Ball bearing SS608-2TS GPR J G508 stainless steel, lubricated for-life | 37.4
78100221 | Tube-to-tube connector for ID4.8mm, with clip for MP4 pump head | 25
78100227 | Padded packing for DASGIP GA sensor train | 74.9
78100229 | Switching power supply 24VDC, 10A, 240W Meanwell SP240-24 | 287
78100231 | Encoder board for DASGIP RE30/RE40 drive | 383
78100233 | Padded packing for DASGIP LED Illuminator (4) | 83.2
78100234 | Padded packing for DASGIP temperatur sensor | 91.5
78100241 | Gas outlet filter, 0.2µm pore size, capsule, AcroPak 300 PTFE | 300
78100242 | DTP control cable L1m | 12.5
78100243 | Padded packing for DASGIP Computer, ca. 440 x 440 x 165 mm | 99.8
78100244 | Padded packing for DASGIP CWD4 | 99.8
78100246 | Padded packing for DASGIP glass vessels 560x240x280mm | 99.8
78100247 | Spacer for DASGIP padded glass packing 78100246 | 20.8
78100315 | Carriage Cover for hose through | 233
78100341 | Decal for DASGIP PH4PO4-L front panel | 287
78100342 | Decal for DASGIP PH4RD4 front panel | 283
78100343 | Decal for DASGIP PH4RD4-L front panel | 287
78100344 | Decal for DASGIP PH8RD8 front panel | 279
78100346 | Decal for DASGIP PH4PO4RD4-L front panel | 279
78100368 | DTP control cable L3m | 20.8
78100506 | Extension cable for magnetic stirring plate (cf), L3m | 420
78100521 | Extension cable for magnetic stirrer plate (fb), L3m | 233
78100522 | Magnetic stir bar D6x35mm, round cross section | 12.5
78100528 | Magnetic stir bar D6x30mm, round cross section | 12.5
78100535 | Magnetic stirrer plate for high speed 60-1500rpm, type M10 | 2113
78100544 | DASGIP magnetic stir bar Neo 50 (D20x50mm), round cross section, PTFE | 316
78100545 | 3 blade impeller, 30° pitch, OD78mm, ID10mm, stainless steel | 994
78100550 | 3 blade impeller, 30° pitch, OD54mm, ID10mm, stainless w/ serial no. | 1448
78100551 | 3 blade impeller, 30° pitch, OD78mm, ID10mm, stainless w/ serial no. | 1560
78100557 | 6 blade Rushton turbine, OD46mm, ID8mm, stainless steel | 532
78100560 | Lower Spacer for DASGIP Lipseal Stirrer Assembly M30, stainless steel | 262
78100562 | Wave spring for DASGIP Lipseal Stirrer Assembly M30, stainless steel | 8.3
78100563 | Bearing Spacer for DASGIP Lipseal Stirrer Assembly M30, stainless steel | 275
78100564 | Shaft for DASGIP Lipseal Stirrer Assembly M30, Li186mm, stainless steel | 624
78100565 | Shaft for DASGIP Lipseal Stirrer Assembly M30, Li215mm, stainless steel | 624
78100566 | Shaft of DASGIP Lipseal stirrer assembly Li298mm, stainless steel | 624
78100571 | Tool for V-Ring of DASGIP lip seal assemblies | 179
78100572 | Magnetic stirrer plate for low speed, 2-250rpm, bioMIXdrive | 2484
78100574 | Shaft of DASGIP Lipseal stirrer assembly Li245mm, stainless steel | 624
78100575 | DASGIP magnetic stir bar D6x30mm N45SH , round cross section | 66.6
78100576 | 3 blade impeller, 30° pitch, OD50mm, ID10mm, stainless steel | 803
78100581 | 3 blade impeller, 45° pitch, OD65mm, ID8mm, stainless steel | 1360
78100585 | Magnetic stir bar D13x50mm, Neodym round cross section, PVDF | 483
78100586 | Magnetic stir bar D20x50mm, Neodym round cross section, PVDF | 491
78100587 | Magnetic stir bar D13x70mm, AlNiCo, round cross section, PVDF | 807
78101007 | Rotameter V100-80A w/ metering glass no. 09, 2 balls (glass and steel), mm grad. | 1381
78101018 | Rotameter V100-140 w/ metering glass no. 12, 2 balls (glass and steel), mm grad. | 1618
78103003 | Compression fitting GL25/12mm, PPS | 162
78103004 | Compression fitting GL25/4mm, PPS | 166
78103005 | Compression fitting GL14/4mm, PPS | 108
78103110 | Mass flow meter GSM-B3SA-BN00 0..60 sL/h, Air calibrated | #VALUE!
78103113 | DASGIP level sensor OD4mm, L275mm, Li235mm | 932
78103117 | DASGIP level sensor OD4mm, L205mm, Li165mm | 986
78103136 | USB Cable for Vögtlin Red-y smart series mass flow sensor, PDM-U | 840
78103137 | Power supply for Vögtlin Red- y smart series, 24VDC/0.42A, US-plug | 570
78103205 | pH Sensor HMC D12mm, L120mm, autoclavable | 1306
78103207 | pH Sensor MTI D12mm, L120mm, autoclavable | 1934
78103209 | pH Sensor MTI D12mm, L325mm, autoclavable | 2404
78103212 | autoclavable | 1523
78103214 | autoclavable | 1652
78103215 | autoclavable | 1764
78103220 | pH Sensor MTI D12mm, L225mm, autoclavable | 2221
78103224 | Redox Sensor MTI D12mm, L120mm, autoclavable | 2525
78103225 | Redox Sensor MTI D12mm, L225mm, autoclavable | 2737
78103226 | Redox Sensor MTI D12mm, L325mm, autoclavable | 3083
78103227 | pH Sensor MTI D12mm, L425mm, autoclavable | 2667
78103229 | autoclavable | 2163
78103230 | pH Sensor HMC D12mm, L225mm, autoclavable | 1884
78103231 | pH Sensor HMC D12mm, L325mm, autoclavable | 2142
78103232 | pH Sensor HMC D12mm, L425mm, autoclavable | 2338
78103304 | Platinum RTD temperature sensor, 100 Ohm class A, OD1. 6mm, L300mm, cable L3m | 657
78103307 | Platinum RTD temperature sensor, 100 Ohm class A, OD1. 6mm, L400mm, cable L3m | 707
78103308 | Platinum RTD temperature sensor, 100 Ohm class A, OD1. 6mm, L300mm, cable L1.3m | 636
78103311 | Platinum RTD temperature sensor, 100 Ohm class A, OD6mm, L200mm, cable L3m | 707
78103314 | Platinum RTD temperature sensor, 100 Ohm class A, OD1. 6mm, L150mm, cable L1.8m | 670
78103318 | Platinum RTD temperature sensor, 100 Ohm class A, OD4. 5mm, L230mm, cable L3m | 824
78103408 | DASGIP OD Sensor D12mm, L225mm, S5mm autoclavable | #VALUE!
78103409 | DASGIP OD Sensor D12mm, L225mm, S10mm autoclavable | #VALUE!
78103410 | DASGIP OD Sensor D12mm, L225mm, S20mm autoclavable | #VALUE!
78103411 | DASGIP OD Sensor D12mm, L120mm, S5mm autoclavable | #VALUE!
78103412 | DASGIP OD Sensor D12mm, L120mm, S10mm autoclavable | #VALUE!
78103413 | DASGIP OD Sensor D12mm, L120mm, S20mm autoclavable | #VALUE!
78103414 | DASGIP OD Sensor D12mm, L325mm, S5mm autoclavable | #VALUE!
78103415 | DASGIP OD Sensor D12mm, L325mm, S10mm autoclavable | #VALUE!
78103416 | DASGIP OD Sensor D12mm, L325mm, S20mm autoclavable | #VALUE!
78103501 | GA CO2 Sensor (IR), range 0- 25% w/ SS adapter and ECB | 3994
78103502 | GA O2 sensor (ZrO2), range 1- 50% w/ SS adapter and ECB | #VALUE!
78103508 | DASGIP GA, OEM Maintenance of O2 sensor, cost per sensor exchange | 2255
78103509 | DASGIP GA, OEM Maintenance of CO2 sensor, cost per sensor exchange | 2467
78103510 | GA O2 sensor (elec), range 0- 100% w/ SS adapter and ECB | #VALUE!
78103511 | GA CO2 Sensor (IR), range 0- 25% w/ SS adapter and ECB, refurbished | 3994
78103512 | GA O2 sensor (ZrO2), range 1- 50% w/ SS adapter and ECB, refurbished | #VALUE!
78103514 | DASGIP GA, OEM Maintenance of O2ec sensor, cost per sensor exchange | 3074
78103515 | GA O2 sensor (elec), range 0- 100% w/ SS adapter and ECB, refurbished | #VALUE!
78105203 | Bioprene tubing ID4.8mm, OD8mm, W1.6mm | 91.5
78105208 | Silicone tubing ID1.6, OD4. 8mm, W1.6mm, platinum cured (PUMPSIL) | 29.1
78105209 | Gas tubing PA, OD4mm/ID2.5mm, green, outside tolerated, oxygen resistant | 8.3
78105214 | Silicone tubing ID2.0mm, OD4. 0mm, W1.0mm | 8.3
78105216 | Silicone tubing ID4.0mm, OD8. 0mm, W2.0mm | 29.1
78105217 | Gas tubing PA, OD4mm/ID2,5mm, outside tolerated, oxygen resistant, uncolored | 4.2
78105218 | Gas tubing PA, OD6mm/ID4mm, outside tolerated, oxygen resistant, uncolored | 8.3
78105220 | Silicone tubing ID6.0mm, OD9. 0mm, W1.5mm | 20.8
78105223 | Bioprene tubing ID0.5mm, OD2. 5mm, W1mm | 154
78105224 | Bioprene tubing ID2.54mm, OD4. 14mm, W0.8mm | 37.4
78105227 | Peripren tubing ID2.0mm, OD3. 6mm, W0.8mm | 70.7
78105228 | Bioprene tubing ID0.25mm, OD1. 95mm, W0.85mm | 229
78105229 | PVC tube, reinforced, ID8mm, OD13.5mm | 12.5
78105230 | Gas tubing PTFE, OD4mm/ID2mm, outside tolerated, red | 20.8
78105231 | Gas tubing PTFE, OD4mm/ID2mm, outside tolerated, blue | 20.8
78105233 | Bioprene tubing ID1.0mm, OD3. 1mm, W1.05mm | 129
78105234 | Bioprene tubing ID2.0mm, OD4. 1mm, W1.05mm | 171
78105236 | Silicone tubing ID0.8, OD4. 0mm, W1.6mm (#13), platinum cured (PUMPSIL) | 20.8
78105242 | Silicone tubing ID3.2mm, OD6. 4mm, W1.6mm platinum cured (PUMPSIL) | 41.6
78105243 | Silicone tubing ID0.8mm, OD2. 4mm, W0.8mm platinum cured (Tygon 3350) | 62.4
78105254 | Silicone tubing ID7.9, OD11. 1mm, W1.6mm | 70.7
78105255 | Silicone tubing ID4.8, OD8mm, W1.6mm | 58.2
78105256 | Silicone tubing w/ sealing, red, ID4mm, OD10mm, max. 40bar, max. 200°C | 87.4
78105257 | Tube connector w/ M5 male thread to barb for ID4mm tubing | 8.3
78105258 | Connector with two M5 female threads | 4.2
78105259 | Insulation for tubing OD15mm, Armaflex AF-1-015/E | 25
78105260 | Insulation for tubing OD6mm, Armaflex AF-1-06 | 12.5
78105264 | Maprene tubing ID0.5mm, OD3. 7mm, W1.6mm | 74.9
78105273 | Insulation for tubing OD15mm, 10m pack | 295
78106101 | GL25 screw cap, PBT, closed | 12.5
78106102 | GL18 screw cap, PBT, closed | 8.3
78106103 | GL14 screw cap, PBT, closed | 12.5
78106104 | GL18 screw cap, PBT, with port D11mm | 8.3
78106105 | GL45 screw cap, PBT, closed | 29.1
78106109 | GL45 screw cap, blue, closed | 8.3
78106119 | Screw cap for OD100mm neck w/hole ID90mm w/o gasket, green | 196
78106120 | GL45 screw cap, PBT, closed, green, w/o washer | 8.3
78106121 | GL45 screw cap, PBT, closed, green, incl. PTFE coated silicone washer | 66.6
78106302 | GL25 silicone rubber septum | 4.2
78106303 | GL18 silicone rubber septum | 4.2
78106304 | GL32 silicone rubber septum | 4.2
78106305 | GL45 silicone rubber septum | 20.8
78106306 | GL45 silicone rubber septum, PTFE coated | 12.5
78106307 | Silicone washer for GL45, ID32mm, OD42mm d3mm, PTFE coated | 29.1
78106309 | Silicone rubber septa Pg13.5, OD18mm/ ID12mm | 4.2
78106310 | Silicone washer for GL32, ID20mm, OD29mm d2.5mm, PTFE coated | 33.3
78106311 | Silicone gasket for GL25, ID12mm, OD22mm, d3mm | 20.8
78106315 | GL14 silicone rubber septum, PTFE coated | 4.2
78106317 | Silicone washer for GL25, OD22mm, ID15mm d3mm, PTFE coated | 20.8
78106318 | Silicon U-Profile RAL 7012 | 83.2
78106319 | Silicon U profile gray (RAL 7037) for DASGIP bioreactor type DR | 83.2
78107012 | Stainless steel flange GL45 w/ 2xOD4mm/ ID2mm and 2xOD6mm/ID4mm pipe stubs | 666
78107018 | Decal for DASGIP MX4/4-1 front panel | 1464
78107020 | Decal for DASGIP PH8PO8 front panel | 520
78107023 | Stainless steel pipe OD4mm/ID2mm, L225mm, with barb | 158
78107025 | Stainless steel flange GL25 w/ 1xOD4mm/ ID2mm and 1xOD6mm/ID4mm pipe stubs | 358
78107026 | Stainless steel pipe OD6mm/ID4mm, L215mm w/ M6x10mm thread and barb | 104
78107027 | Decal for DASGIP PH12 front panel | 516
78107028 | Decal for DASGIP PH12/PO4 front panel | 516
78107029 | Decal for DASGIP PH16 front panel | 516
78107030 | Decal for DASGIP PH16/PO4 front panel | 516
78107031 | Decal for DASGIP PH4PO4 front panel | 553
78107046 | Stainless steel pipe OD6mm/ID4mm, L200mm w/ M6x15mm tread and barb | 104
78107050 | Stainless steel pipe OD6mm/ID4mm, L235mm, w/ M6x10mm thread and barb | 158
78107052 | Stainless steel flange GL32 with 2xOD4mm/ID2mm pipe stubs | 333
78107054 | Stainless steel flange GL45 w/ 1xOD4mm/ ID2mm + 2xOD6mm/ID4mm pipe stubs & hook | 612
78107055 | Stainless steel pipe OD6mm/ID4mm, L180mm, w/ M6x10mm thread and barb | 183
78107061 | Decal for DASGIP MP8 front panel | 716
78107062 | Decal for DASGIP MP8 pumphead | 29.1
78107063 | Stainless steel pipe OD6mm/ID4mm, L225mm, with barb | 387
78107066 | Stainless steel flange GL32 w/ 2xOD4mm/ ID2mm pipe stubs, L210mm (inside) | 682
78107070 | Stainless steel pipe OD4mm/ID2mm, L135mm, with barb, bent | 716
78107080 | Decal for DASGIP TC4SC4 front panel | 770
78107081 | Decal for DASGIP SC8 front panel | 770
78107085 | Thermowell OD4mm, ID2mm, L190mm, stainless steel | 279
78107091 | Stainl. steel headplate DN60 w/ 5xPg13.5 4x D6 ports, solid | 1048
78107093 | Blind plug M6 for DASGIP head plate | 83.2
78107099 | M6 port assembly, L67mm, ID2mm, stainless steel, for DASGIP headplate | 379
78107100 | M6 thermowell, L250mm, ID2mm, Li213mm stainless | 408
78107102 | Stainless steel pipe OD4mm/ID2mm, L270mm, with barb | 183
78107103 | Impeller shaft for spinner type TP, stainless, OD6mm, L236mm | 383
78107135 | M6 thermowell, L200mm, ID2mm, stainless, Li163mm | 358
78107136 | Impeller shaft for spinner type TP, stainless, OD6mm, L290mm | 649
78107137 | Decal for DASGIP GA4 front panel | 807
78107142 | M6 thermowell, L155mm, ID2mm, stainless, Li118mm | 333
78107143 | Stainless steel flange GL25 OD4mm/ID2mm for DASGIP perfusion device | 682
78107145 | M6 thermowell, L300mm, ID2mm, stainless, Li263mm | 420
78107146 | Stainless steel pipe OD4mm/ID2mm, L320mm, with barb | 183
78107155 | Thermowell OD4mm, ID2mm, L300mm, stainless steel | 387
78107156 | Stain. steel headplate OD100 w/ 8xPg13.5 2x D6mm ports, solid | 1023
78107157 | Stain. steel headplate OD100 w/ 7xPg13.5 1x D6mm ports and 1x M30, solid | 1277
78107158 | Flexible shaft coupling for shafts with OD 6 mm | 150
78107164 | Stainless steel pipe OD4/ID2mm, bent for DASGIP Spinner BS1000TPSS w/ spinfilter | 324
78107171 | Stainless steel pipe OD4mm/ID2mm, L270mm, with barb and M4 male thread | 237
78107172 | Stainless steel pipe OD4mm/ID2mm, L320mm, with barb and M4 male thread | 287
78107174 | Bearing for MiniSpinner | 171
78107176 | 4 blade impeller, 30° pitch, OD29mm, ID4.5mm, stainless steel | 362
78107177 | Impeller shaft for spinner type TP, stainless, OD6mm, L460mm | 774
78107178 | Stainless steel pipe OD4mm/ID2mm, L370mm, with barb | 229
78107179 | M6 thermowell, L350mm, ID2mm, stainless, Li313mm | 458
78107181 | Stainless steel pipe OD4mm/ID2mm, L225mm, with barb and M4 male thread | 187
78107182 | Stainless steel pipe OD4mm/ID2mm, L60mm, with barb and M4 male thread | 204
78107184 | Baffle DASGIP GPI-100 vessel, stainless steel, D6, L300mm, W12mm | 424
78107186 | Slide Ring ID7mm, OD10mm, B3mm Material: Zedex 530 | 58.2
78107187 | Decal for DASGIP MP4 front panel | 491
78107192 | Decal for DASGIP MP4 pumphead | 58.2
78107195 | Stain. steel headplate OD100 w/ ID6mm bushing for impeller shaft, w/ serial no | 3345
78107196 | Impeller shaft for headplate 78107195, L391mm, stainless steel, w/ serial no. | 1219
78107203 | Decal for DASGIP MX-4/4-2 front panel | 374
78107204 | Stainless steel pipe OD4mm/ID2mm, L290mm 90° bent with barb and M4 male thread | 836
78107206 | Impeller assembly V2, for 3 blade impeller, designed for magnet OD13, PTFE | 220
78107207 | DASGIP cooling finger OD12mm, L295mm, Li275mm, stainless steel | 1793
78107209 | Decal for DASGIP OD4 front panel | 770
78107211 | Stainless steel flange GL25 w/ 3xOD4mm/ ID2mm pipe stubs | 849
78107223 | Stainless steel pipe OD6mm/ID4mm, L80mm, with barb | 191
78107225 | Suspension for MiniSpinner | 370
78107226 | Stainless steel pipe OD4mm/ID2mm, L80mm, with barb | 204
78107227 | M6 thermowell, L177mm, ID2mm, stainless, Li140mm | 349
78107232 | L-sparger for DASGIP culture vessel stainless steel, D6, L370, W63, barb | 924
78107234 | Positioning device for MiniSpinner on BioMixdrive | 412
78107237 | Stainless steel pipe OD6mm/ID4mm, L270mm, with barb | 250
78107244 | M6 thermowell, L275mm, ID2mm, stainless, Li238mm | 458
78107245 | Stirrer rod L106mm ZEDEX 530 with slot | 275
78107246 | Stirrer rod L106mm, ZEDEX 530 | 233
78107248 | Sealing ring for one DASGIP Bioblock-3 well, ID107mm | 108
78107249 | DASGIP headplate bioreactor OD190 stainless steel, 1xM30 8xM18 8xD6 | 1955
78107252 | DASGIP triple port w/ 3x OD4mm tubing, w/M18x1.5 male thread, st. steel parts | 811
78107253 | DASGIP compression fitting ID4mm with M18x1.5 male thread st. steel parts only | 354
78107254 | DASGIP compression fitting ID6mm with M18x1.5 male thread st. steel parts only | 408
78107255 | DASGIP compression fitting ID12mm with M18x1.5 male thread st. steel parts only | 354
78107256 | DASGIP blind plug M18x1.5 male thread, only stainless steel parts | 291
78107257 | DASGIP adapter M18x1.5 male thread to Pg13.5 female thread, st. st. parts only | 229
78107258 | DASGIP Bioreactor baffle 236mm | 362
78107259 | Stainless steel rod with M6 male threads for DASGIP bioreactor type DR03, L290mm | 212
78107260 | Stainless steel rod with M6 male threads for DASGIP bioreactor type DR04, L380mm | 308
78107261 | DASGIP Bioreactor knurled nut M6 | 66.6
78107264 | DASGIP Bioreactor baffle 345mm | 474
78107266 | Stainless steel pipe OD12mm/ID10mm, L250mm | 220
78107268 | Trapezoid shaped paddle agitator w/ arms for MiniSpinner stirrer assembly, PTFE | 200
78107269 | Trapezoid shaped paddle agitator for MiniSpinner stirrer assembly, PTFE | 204
78107272 | DASGIP cooling finger OD12mm, L380mm, Li360mm, stainless steel | 2592
78107273 | Strip for module housing | 25
78107274 | DASGIP Bioreactor GPI-100 baffle 180mm | 2188
78107276 | DASGIP Bioreactor GPI-100 baffle 250mm | 2196
78107284 | Stainless steel top ring for DASGIP bioreactor type DR | 1231
78107285 | Stainless steel bottom ring for DASGIP bioreactor type DR | 1373
78107288 | M6 thermowell, L172mm, ID2mm, stainless, Li135mm | 333
78107289 | M6 dip tube, L172mm, ID2mm, Li135mm, stainless steel | 333
78107292 | Stainless steel flange GL45 w/ 3xOD4mm/ ID2mm pipe stubs, bent | 1111
78107293 | Holder for DASGIP flow cells mounted to DASGIP BioBlock front | 166
78107298 | L-sparger for DASGIP culture vessel stainless steel, D4, L300, B42, barb | 582
78107299 | DASGIP adapter for 19mm port to Pg13.5 female thread | 483
78107300 | DASGIP GPI100 vessel holder, ID110mm, 210x210x50mm (WxDxH), black | 1764
78107301 | Stain. steel headplate OD77 w/ 6xPg13.5, 4x D4mm dip tubes, 1x thermowell | 1959
78107303 | 3 blade impeller, 150° pitch, OD30mm, ID5mm, stainless steel | 1144
78107304 | 6 blade Rushton turbine, OD30mm, ID5mm, stainless steel | 932
78107313 | Flexible shaft coupling MK1/10/25/5-5 | 216
78107325 | 3 blade impeller, 30° pitch, OD30mm, ID5mm, stainless steel | 1144
78107326 | Stainless steel pipe OD4mm/ID2mm, L180mm, with barb | 250
78107333 | DASGIP Lipseal stirrer assembly, Pg13.5 seat, stirrer shaft d5mm x Li135mm | 3519
78107334 | DASGIP Lipseal stirrer assembly, Pg13.5 seat, stirrer shaft d5mm x Li155mm | 3519
78107335 | DASGIP Lipseal stirrer assembly, Pg13.5 seat, stirrer shaft d5mm x Li215mm | 3519
78108003 | DO-Membrane Kit MTI (4 membrane bodies, spare O- rings, 25mL electrolyte) | 1726
78108012 | DO Sensor BJC D12mm, L120mm, autoclavable | #VALUE!
78108016 | Dust cap for DO sensor with 4- pin connector (T82) | 104
78108017 | pO2 Membrane Kit BJC (4 membrane bodies 'C', spare O- rings, 25mL electrolyte) | 2908
78108018 | DO Sensor MTI D12mm, L120mm autoclavable | #VALUE!
78108020 | DO Sensor BJC D12mm, L220mm, autoclavable | #VALUE!
78108021 | DO Sensor BJC D12mm, L320mm, autoclavable | #VALUE!
78108022 | DO Sensor MTI D12mm, L320mm autoclavable | #VALUE!
78108023 | DO Sensor HMC D12mm, L120mm, autoclavable | #VALUE!
78108026 | DO Sensor MTI D12mm, L220mm autoclavable | #VALUE!
78108027 | Electrolyte for DO sensor BJC 250mL | 570
78108031 | DO Sensor VisiFerm D12mm, L120mm, autoclavable, optical sensor | #VALUE!
78108032 | DO Sensor VisiFerm D12mm, L225mm, autoclavable, optical sensor | #VALUE!
78108033 | DO Sensor VisiFerm D12mm, L325mm, autoclavable, optical sensor | #VALUE!
78108034 | Sensor cap for Visiferm optical DO sensor | 1943
78108036 | DO Sensor MTI D12mm, L420mm autoclavable | #VALUE!
78108037 | DO Sensor BJC D12mm, L420mm, autoclavable | #VALUE!
78108038 | DO Sensor VisiFerm D12mm, L425mm, autoclavable, optical sensor | #VALUE!
78108039 | DO Sensor HMC D12mm, L225mm, autoclavable | #VALUE!
78108040 | DO Sensor HMC D12mm, L325mm, autoclavable | #VALUE!
78108041 | DO Sensor HMC D12mm, L425mm, autoclavable | #VALUE!
78108042 | DO Membrane Kit HMC (3 membrane bodies, spare O- rings, electrolyte) | 1889
78108043 | DO Membrane Kit BJC (4 membrane bodies 'B', spare O- rings, 25mL electrolyte) | 2729
78108044 | DO Membrane Kit BJC (1 membrane body 'B' spare O- rings, 25mL electrolyte) | 691
78108046 | DO Sensor DASGIP D4.7 L162 incl. cable L3m and calibration cap | #VALUE!
78108051 | DO Sensor DASGIP D4.7 L278 incl. cable L3m and calibration cap | 3794
78109018 | Sealing ring for one well of DASbox base unit, silicone | 237
78109027 | Universal support plate for TCSC-B, MX3, MF4; material: aluminium | 83.2
78109030 | Holder for DASbox autoclavable carrier (78109029) | 191
78109033 | DG Bioblock temperature unit PTFE bottom | 790
78109036 | L-sparger for DASGIP culture vessel stainless steel, D4, L180, barb | 466
78109070 | DASbox autoclavable carrier for media bottles, stainless steel, labeled | 1277
78109075 | DASGIP triple port w/ 2xOD4x25mm, 1xOD4x 223mm, w/Pg13.5 male thread, welded | 1340
78109112 | DASbox autocalvable carrier for 4 vessels, stainless steel, labeled | 1872
78110000 | USB 2.0 extention cable, L2. 0m A Plug to B Plug | 12.5
78110002 | DASGIP USB Memory Stick 4GB USB 2.0 | 121
78110003 | Power cord with IEC 320 C13 male and female connector, L1. 8m | 12.5
78110004 | USB to RS-485 adapter, e.g. for Modbus | 761
78110006 | Wireless Access Point/Router Type: Trendnet TEW-654TR 300MBPS | 312
78110007 | Replacement battery RBC33 for UPS BR1500(I/LCD) | 574
78110008 | USB - RS232C adapter, 1x serial 9pin D-SUB to USB port | 74.9
78200008 | GL14 silicone rubber septum | 4.2
78200009 | Sterile filter with 0.2µm, OD15mm, Luer connector, not sterile, autoclavable | 20.8
78200015 | PTFE-Tube ID1.6xOD3.2mm | 25
78200043 | Tube-to-tube Y connector for ID8mm | 12.5
78200058 | Tube-to-tube connector for ID1.5mm | 4.2
78200061 | Tube-to-tube Y connector for ID2.4-3.4mm | 4.2
78200067 | Tube-to-tube connector ID1. 52mm for tubing ID2.25mm | 8.3
78200068 | Tube-to-tube connector for ID1.6mm to ID2.4mm | 20.8
78200073 | Cable conduit, cylindrical form, D30mm, L0.5m, self- adhesive, PP | 33.3
78200076 | Tubing clamp, PP, white, max. OD6.35mm autoclavable | 4.2
78200077 | Sampling valve, male luer lock and swabable female luer lock, autoclavable | 4.2
78200078 | One way valve w/luer lock female inlet and male outlet, 0.2bar opening pressure | 4.2
78200079 | Male Luer lock w/barb for tube ID2.25mm, natural Kynar, autoclavable | 4.2
78200080 | Male Luer lock w/barb for tube ID1.5mm, natural Kynar, autoclavable | 4.2
78200081 | Male Luer lock w/barb for tube ID3.2mm, natural Kynar, autoclavable | 4.2
78200082 | Female Luer lock w/barb for tube ID2.25mm, natural Kynar, autoclavable | 4.2
78200084 | Female Luer lock w/barb for tube ID3.2mm natural Kynar, autoclavable | 4.2
78200085 | Male Luer lock plug, natural, Kynar, autoclavable | 4.2
78200087 | Cap for sampling valve, male luer lock, autoclavable | 4.2
78200089 | Cable trunking H60mm/W60mm, L1m | 154
78200090 | Cable trunking H80mm/W120mm, L1m | 171
78200093 | T Connector w/ 2x Luer lock female and 1x Luer lock male, PP | 8.3
78200094 | Luer lock ring, PP | 4.2
78200113 | Tube clamp ID8-16mm, 9mm wide, | 8.3
78200114 | Split harness wrap GF 08 for cable bundle from OD6..9mm | 12.5
78200115 | Split harness wrap GF 15 for cable bundle from OD10..16mm | 20.8
78200116 | Split harness wrap GF 20 for cable bundle from OD17..22mm | 12.5
78200118 | Split harness wrap GF 32 for cable bundle from OD28..32mm | 49.9
78200119 | Tubing clamp (Mohr), L50mm, nickel plated brass | 20.8
78200120 | Tool for split harness wrap GF 08 | 25
78200121 | Tool for split harness wrap GF 15 | 29.1
78200124 | Tool for split harness wrap GF 32 | 41.6
78200125 | Straight connector w/ 2x male Luer lock, TPX | 8.3
78200126 | Tube-to-tube Y connector for ID6mm | 4.2
78200128 | Female Luer lock plug, natural, PP, autoclavable | 4.2
78200134 | Tube clamp ID7.5-9.0mm, one time use, stainless steel | 4.2
78200141 | Female Luer lock w/barb for tube ID1.5mm TPX, autoclavable | 4.2
78200150 | Tube-to-tube connector ID6. 3mm to ID5mm for tubing ID8mm and ID6.4mm | 12.5
78200151 | Tube-to-tube connector for ID5mm for tubing ID6.4mm | 8.3
78200152 | Tube-to-tube connector for ID5mm to ID8mm for tubing ID6. 4mm/ID8.0mm | 12.5
78200156 | T Connector w/ 2x Luer lock male and 1x Luer lock female, PC | 8.3
78200158 | Luer lock ring, PC | 4.2
78200159 | Luer connector female w/ Luer- lock, stainless steel, with M5x5mm male thread | 99.8
78200160 | Luer connector male w/ Luer- lock, stainless steel, with M5x5mm male thread | 116
78201022 | Metering glass V100-080.09, 2 balls (glass and steel), millimeter graduation | 820
78201035 | Flask 100mL with neck GL45, transparent, with cap | 37.4
78201056 | Quick lock DN60, stainless steel | 287
78201065 | Circulation chiller type WK 1400 w/ closed cooling circuit, 230VAC/50Hz | #VALUE!
78201067 | Circulation chiller type WK 500 w/ closed cooling circuit, 230VAC/50Hz | #VALUE!
78201078 | Flask 500mL with neck GL45, transparent, with cap | 54.1
78201094 | O-Ring 75x4 (IDxd) , Si820, red | 8.3
78201103 | O-Ring 14x2 (IDxd) , PTFE | 33.3
78201104 | O-Ring 6x2 (IDxd) , PTFE | 20.8
78201105 | O-Ring 6x1.9 (IDxd) , PTFE | 20.8
78201106 | O-Ring 88x3 (IDxd) , PTFE | 49.9
78201112 | DASGIP temperature control block 3, for 4 vessels w/ max OD110mm, 115VAC | #VALUE!
78201115 | Replacement heating/cooling ring for DASGIP BioBlock (115VAC) | #VALUE!
78201117 | DASGIP temp. and agitation block 4 for 4 vessels w/ max OD110mm | #VALUE!
78201118 | DASGIP temperature control block 4 for 4 vessels w/ max OD110mm | #VALUE!
78201121 | Sealing ring for one DASGIP Bioblock-4 well, Bioblock side, ID110mm | 191
78201122 | Circulation chiller type WK 500 w/ closed cooling circuit, 115VAC/60Hz | #VALUE!
78201123 | Circulation chiller type WK 1400 w/ closed cooling circuit, 115VAC/60Hz | #VALUE!
78201127 | Sealing ring for one DASGIP Bioblock-4 well, vessel side, ID107mm | 74.9
78201138 | O-Ring 68x3 (IDxd) VMQ Si820 | 20.8
78201140 | DG Bioblock temperature unit without bottom | 3873
78201141 | PT100 for BioBlock3 | 291
78201143 | Upgrade kit for Bio/TempBlock4 additional fan for electronics | 1169
78201301 | DASbox base unit V1.1 for 4 vessels, max. 25sL/h gassing, agitation and temp. | #VALUE!
78201302 | DASbox base unit V1.1 for 4 vessels, max. 5sL/h gassing, agitation and temp. | #VALUE!
78201311 | Pull-out system for one DASbox base unit | #VALUE!
78201314 | Actuator unit for DASbox peltier off gas condenser, incl. cable L1.6m | #VALUE!
78201315 | Off-gas condenser for DASbox resusable reactor incl. insulation | 3740
78201317 | Off gas condenser adapter for BioBLU 5c single use reactor incl. insulation | 4056
78201318 | Off-gas condenser adapter for DASbox Single-Use Vessel incl. insulation | 2034
78510004 | Adapter ring for operation of OD70mm vessels in BB, complete | 1564
78510109 | Pump head tubing for MP8 pump, Bioprene, ID1.0/W1.05mm, male/female | 129
78510117 | Pump head tubing for MP8 pump, Bioprene, ID0.5/W1.05mm, male/female | 133
78510118 | Pump head tubing for MP8 pump, Bioprene, ID0.5/W1.05mm, female/female | 125
78510119 | Pump head tubing for MP8 pump, Bioprene, ID0.25/W0.85mm, female/female | 216
78510145 | DASGIP sampling accessory w/ swabable valve for vessels type BS/DS/SR/DR | 74.9
78510189 | Feed line PTFE, ID0.8mm, L3m, uncolored w/ 2x Luer lock fittings, male/female | 200
78510197 | Pump head tubing for MP8 pump, Bioprene, ID2.0/W0.8mm, male/female | 125
78510198 | Pump head tubing for MP8 pump, Bioprene, ID0.25/W0.85mm, male/female | 141
78510204 | Feed line silicone, ID1.6mm, L2m, w/ 2x Luer lock fittings, male/female | 216
78510207 | Feed line silicone, ID0.8mm, L2m, w/ 2x Luer lock fittings, male/female | 191
78510208 | Feed line silicone, ID0.8mm, L1m, w/ 2x Luer lock fittings, male/female | 162
78510209 | Feed line silicone, ID0.8mm, L3m, w/ 2x Luer lock fittings, male/female | 191
78510218 | Feed line PTFE, ID0.8mm, L0. 5m,uncolored w/ 2x Luer lock fittings, male/female | 191
78510236 | Pump head tubing for MP8 pump, Bioprene, ID1.0/W1.05mm, female/female | 141
78510237 | Pump head tubing for MP8 pump, Bioprene, ID2.0/W0.8mm, female/female | 121
78510240 | Feed line PTFE, ID0.8mm, L0. 5m,uncolored w/ 2x Luer lock fittings, male/male | 191
78510241 | Feed line PTFE, ID0.8mm, L1m, uncolored w/ 2x Luer lock fittings, male/male | 196
78510242 | Feed line PTFE, ID0.8mm, L2m, uncolored w/ 2x Luer lock fittings, male/male | 187
78510243 | Feed line PTFE, ID0.8mm, L3m, uncolored w/ 2x Luer lock fittings, male/male | 191
78510245 | Feed line silicone, ID0.8mm, L1m, w/ 2x Luer lock fittings, male/male | 133
78510246 | Feed line silicone, ID0.8mm, L2m, w/ 2x Luer lock fittings, male/male | 196
78510247 | Feed line silicone, ID0.8mm, L3m, w/ 2x Luer lock fittings, male/male | 191
78510248 | Feed line silicone, ID0.8mm, L1.5m, w/ 2x Luer lock fittings, male/male | 171
78510249 | Feed line silicone, ID0.8mm, L1.5m, w/ 2x Luer lock fittings, male/female | 196
78510250 | Feed line silicone, ID1.6mm, L1m, w/ 2x Luer lock fittings, male/female | 183
78510251 | Pump head tubing for MP4 pump, Bioprene, ID0.5/W1.6mm, male/female | 166
78510254 | Pump head tubing for MP4 pump, Bioprene, ID2.4/W1.6mm, male/female | 125
78510255 | Pump head tubing for MP4 pump, Bioprene, ID3.2/W1.6mm, male/female | 125
78510257 | Feed line silicone, ID3.2mm, L2m, w/ 2x Luer lock fittings, male/female | 225
78510264 | Feed line for MP8, L1. 6m/7cm/0.8m, ID1.6mm/0.5mm/1. 6mm, C-Flex/Maprene | 553
78510265 | Feed line for DASbox, L2m, ID0.5mm, C-Flex, single use only | 262
78510267 | Tubing set to connect four cooling fingers to one CWD4 | 607
78510285 | DASGIP head gear for reservoir bottles with GL45 neck, C-Flex, male luer lock | 570
78510286 | DASGIP head gear for reservoir bottles with GL45 neck, C-Flex, female luer | 574
78510289 | DASGIP head gear for MP4 reservoir with GL45 neck, silicone, male luer lock | 607
78510291 | DASGIP head gear for RHT with GL45 neck, silicone, male luer lock | 532
78510292 | Pump head tubing for MP4 pump, Bioprene, ID0.5/W1.6mm, female/female | 125
78510293 | Pump head tubing for MP4 pump, Bioprene, ID0.8/W1.6mm, female/female | 108
78510295 | Pump head tubing for MP4 pump, Bioprene, ID1.6/W1.6mm, female/female | 129
78510296 | Pump head tubing for MP4 pump, Bioprene, ID2.4/W1.6mm, female/female | 125
78510297 | Pump head tubing for MP4 pump, Bioprene, ID3.2/W1.6mm, female/female | 158
78510298 | Pump head tubing for MP4 pump, Bioprene, ID4.8/W1.6mm, female/female | 133
78510303 | Feed line silicone, ID3.2mm, L2m, w/ 2x Luer lock fittings, male/male | 216
78510309 | Feed line C-Flex, ID0.8mm, L1m, w/ 2x Luer lock fittings, male/male | 133
78510310 | Feed line C-Flex, ID0.8mm, L2m, w/ 2x Luer lock fittings, male/male | 141
78521046 | Encoder board for MX4/4 | 441
78521053 | Electronic circuit board MP2, pump drive control, fully populated | #VALUE!
78521055 | MP8-Panel complete NG | 541
78521081 | 2-channel Amplifier for conductivity measuring incl. sensor plugs | 1140
78521105 | Four-channel pH pre-amplifier with female connectors for pH sensor cable | 1697
78521106 | CSAD22 board complete | #VALUE!
78521123 | Mass gas-flow sensor unit for GA analyzer unit w/ ECB, all parts | 1847
78521130 | EI-Panel complete incl. cabel | 1369
78521132 | TCSC@BB-Board | #VALUE!
78521133 | Analog input/output Switch board | 3640
78521134 | Four-channel DO and NTC temperature plugin amplifier, Visiferm enabled | 2517
78521203 | Two-channel AUX plugin amplifier | 944
78521205 | Electronic circuit board Redox-NG, fully populated | 2163
78521209 | CS-TCSC circuit board fully populated | 736
78521222 | One-channel temperature plugin amplifier for Pt100 | 578
78522011 | 6-fold power strip w/ 'Schuko'-sockets, extension cord and IEC male plug | 141
78522014 | 6 position power strip w/US (NEMA 5-15) sockets, extension cord and US male plug | 58.2
78522020 | DASGIP pH/Redox cable with AK9 plug, L3m | 470
78522027 | DASGIP extension cable for temperature monitoring, L3m | 258
78522028 | DASGIP Bioblock control cable for heating or cooling, L3m | 300
78522029 | DASGIP EI cable with bare wires (1x5), 5 pole plug (large), L3m | 570
78522031 | DASGIP level sensor cable, L3m | 553
78522035 | DASGIP grounding cable set for BioBlock | 574
78522037 | DASGIP OD sensor cable, L3m | 1290
78522038 | DASGIP DO cable with AK9 plug, L3m | 1344
78522040 | DASGIP DO cable with plug Type 82, L3m | 807
78522041 | DASGIP EI cable with bare wires (1x8), 8 pole plug (small), L8m | 624
78522042 | DASGIP DO cable with plug Type VP8 for VisiFerm, L3m | 1751
78522043 | DASGIP EI cable with bare wires (1x8), 8 pole plug (small), L4m | 607
78522054 | DASGIP OD sensor cable, L5m | 1373
78522055 | DASGIP control cable for Bioblock v4 Length 3m | 724
78522059 | DASGIP grounding cable set for DASGIP bioreactors type DR/DS and BS/BR | 861
78522083 | Connection cable USB to RS485 nano adapter | 225
78522084 | DASGIP EI cable with bare wires (1x8), 8-pin plug (small), L15m | 1052
78522086 | DASGIP pO2 cable with plug Type VP8 for Mettler Toledo InPro, L3m, pwr sply | 3120
78525001 | Electronic circuit board SC- F/C, stirrer control, fully populated | #VALUE!
78525003 | Connecting panel SC type F | 1302
78525004 | Connecting panel SC type C | 1489
78525005 | Electronic circuit board SC-D, stirrer control for DASGIP OHD, fully populated | 3677
78525006 | Connecting panel SC type D | 1098
78525100 | Temperature and agitation control unit TC4SC4F for microbial applications | #VALUE!
78525101 | Electronic circuit board TC, temperature control, fully populated | 2845
78525102 | Connecting panel TC, fully populated | #VALUE!
78525103 | Temperature and agitation control unit TC4SC4C for cell culture applications | #VALUE!
78525104 | Agitation control unit SC8F for microbial applications | #VALUE!
78525105 | Agitation control unit SC8C for cell culture applications | #VALUE!
78525106 | Agitation control unit SC4F for microbial applications | #VALUE!
78525107 | Agitation control unit SC4C for cell culture applications | #VALUE!
78525108 | Agitation control unit SC4D for DASGIP overhead drive | #VALUE!
78525110 | Temperature and agitation control unit TC4SC4D for DASGIP overhead drive | #VALUE!
78525111 | Overhead drive for DASGIP bioreactor, 30-1250rpm, digitally encoded, RE30 | #VALUE!
78525112 | Cable for DASGIP overhead drive L3m | 420
78525113 | Temperature control unit TC4 | #VALUE!
78525114 | Overhead drive for DASGIP bioreactor, 100-1600rpm, digitally encoded, RE40 | #VALUE!
78525115 | DASGIP overhead drive RE30 for operation of 15/20L bioreactor (BR15C) | #VALUE!
78525116 | DASGIP Lipseal stirrer assembly w/ M30x1 seat, stirrer shaft d8mm x Li186mm | 3994
78525117 | DASGIP Lipseal stirrer assembly w/ M30x1 seat, stirrer shaft d8mm x Li215mm | 3994
78525118 | DASGIP Lipseal stirrer assembly w/ M30x1 seat, stirrer shaft d8mm x Li298mm | 3994
78525119 | DASGIP Lipseal stirrer assembly w/ M30x1 seat, stirrer shaft d8mm x Li245mm | 3994
78525121 | Cable for DASGIP overhead drive L1.3m | 395
78525123 | DASGIP Lipseal stirrer assembly, Pg13.5 seat, stirrer shaft d5mm x Li112mm | 2671
78525153 | Heating Blanket for 500mL Spinner, 38x267mm (1.5x10.5) , 50W, 230VAC | 2554
78525154 | Heating Blanket for 500mL Spinner, 38x267mm (1.5x10.5) , 50W, 115VAC | 1872
78525155 | Heating Blanket for 1000mL Spinner, 38x349mm (1.5x13. 75), 75W, 115VAC | 1872
78525161 | Heating blanket for DG Spinner 5-10L, with Pt100, 80x500mm, 230VAC | 3191
78525162 | Heating blanket for DG vessel 0.5-3L w/ Pt100, square, 95x260mm, 100W, 230VAC | 2604
78525163 | Heating blanket for DG vessel 0.5-3L w/ Pt100, square, 95x260mm, 100W, 115VAC | 2700
78525164 | Heating blanket for DG Mini Spinner, with Pt100, 130x165mm, 35W, 230VAC | 1731
78525165 | Heating blanket for DG Mini Spinner, with Pt100, 130x165mm, 35W, 115VAC | 1947
78525170 | Heating Blanket for 8000mL Spinner, 76x673mm (3''x26.5'') , 375W, 115VAC | 2513
78525175 | Temperature and agitation control unit TC4SC4B for DASGIP bioblock | #VALUE!
78525177 | DASGIP flask holder for 4x 100mL Schott bottles | 2962
78525178 | Overhead drive for DASbox reusable reactor, 20-3000rpm, incl. cable L1.6m | #VALUE!
78525179 | Overhead drive for DASGIP bioreactor, 30-1250rpm, RE30, PG13.5 | #VALUE!
78525180 | Overhead drive for DASbox single-use reactor, 20- 2000rpm, incl. cable L1.6m | #VALUE!
78525181 | Overhead RE30 drive for BioBLU 5c, 30-1250rpm, digitally encoded | #VALUE!
78525200 | Sensor module PH4PO4 w/ 4x pH, 4x DO, 2x temperature and 2x analog input | #VALUE!
78525201 | Sensor module PH8PO8 w/ 8x pH, 8x DO, 2x temperature and 2x analog input | #VALUE!
78525202 | Sensor module PH16 w/ 16x pH, 2x temperature and 2x analog input | #VALUE!
78525208 | Sensor module PH4 w/ 4x pH, 2x temperature and 2x analog input | #VALUE!
78525209 | Sensor module PH8 w/ 8x pH, 2x temperature and 2x analog input | #VALUE!
78525211 | Sensor module PH4PO4L w/ 4xpH, 4xDO, 4x COND, 2x temperature and 2x analog input | #VALUE!
78525212 | Sensor module PH4PO4RD4L w/ 4xpH, 4xDO 4xCOND,4xRedox,2x temp & 2x analog input | #VALUE!
78525213 | Optical Density transmitter OD4 with inputs for four OD sensors | #VALUE!
78525214 | Sensor module PH4RD4 w/ 4x pH, 4x Redox, 2x temp and 2x analog input | #VALUE!
78525215 | Sensor module PH4RD4L w/ 4xpH, 4x Redox, 4x COND, 2x temp and 2x analog input | #VALUE!
78525216 | Sensor module PH8RD8 w/ 8x pH, 8x Redox, 2x temp and 2x analog input | #VALUE!
78525222 | Sensor module PH4-MINI w/ 4x optical PH, 1x Pt1000 input | #VALUE!
78525300 | Control module PBR4 for up to 16 LED illumination devices | #VALUE!
78525301 | LED Stick L235mm OD12mm, universal WL 453/572/625/640/660/780 | #VALUE!
78525302 | LED Stick L235mm, OD12mm, type A WL 453/810/850 | #VALUE!
78525304 | autoclave cap for LED stick stainless steel with wire strap | 641
78530205 | Porous sparger, pore size 10µm, OD6mm, w/ OD4 pipe, L284mm, stainl. st. 90° tip | 1140
78530206 | Porous sparger, pore size 10µm, OD6mm, w/ OD4 pipe, L370mm, stainl. st. 90° tip | 1202
78530252 | Multi Pump Module MP4 with 4 variable speed peristaltic pumps | #VALUE!
78530255 | Multi Pump Module MP8-2 with 8 variable speed miniature peristaltic pumps | #VALUE!
78530258 | MultiPump & Sensor Module MP8- PH4PO4LS w/ 8 pumps and 4xpH, 4xDO and 4xLvL | #VALUE!
78530259 | MultiPump & Sensor Module MP8- PH4PO4RD4S w/ 8 pumps and 4xpH, 4xDO and 4xRedox | #VALUE!
78530510 | Porous sparger, pore size 10µm, OD6mm, w/ OD4mm pipe, L80mm, stainless steel | 562
78530511 | Porous sparger, pore size 10µm, OD6mm, w/ OD4mm pipe, L245mm, stainless steel | 537
78530512 | Porous sparger, pore size 10µm, OD6mm, w/ OD4mm pipe, L290mm, stainless steel | 574
78530513 | Porous sparger, pore size 10µm, OD6mm, w/ OD4mm pipe, L340mm, stainless steel | 670
78532034 | Filter assembly, type Gas In | 74.9
78532035 | Filter assembly, type Gas Out | 83.2
78532036 | Liquid feed connector assembly | 25
78532037 | Filter capsule assembly, type Gas Out | 491
78532038 | Adapter for Capsule gas out to gas tubing PA, OD4mm/ID2. 5mm | 66.6
78532236 | 3 blade impeller, 30° pitch, OD50mm, ID8mm, stainless steel | 682
78532241 | Spiral spring pin (DIN7343), OD2mm, L16mm, stainless steel | 4.2
78532260 | 3 blade impeller, 150° pitch, OD50mm, ID10mm, stainless steel | 682
78532279 | DASGIP compression fitting ID4mm with M18x1.5 male thread, all parts included | 412
78532280 | DASGIP compression fitting ID6mm with M18x1.5 male thread, all parts included | 453
78532281 | DASGIP compression fitting ID12mm with M18x1.5 male thread, all parts included | 408
78532282 | DASGIP compression fitting ID4mm with PG13.5 male thread, all parts included | 349
78532283 | DASGIP compression fitting ID6mm with PG13.5 male thread, all parts included | 333
78532284 | DASGIP compression fitting ID12mm with PG13.5 male thread, all parts included | 341
78535021 | Termination Plug for DTP network version 2 | 83.2
78535064 | DASGIP process computer 3.3 (DTP) | #VALUE!
78535065 | DASGIP process computer 4.0 (DTP) | #VALUE!
78535100 | Software installation process computer, German OS and applications, w/o licences | #VALUE!
78535101 | Software installation process computer, US/engl OS and applications w/o licences | #VALUE!
78535266 | Uninterruptible power supply APC BackUPS BR1500GI, 230VAC, 50Hz, 1500VA | 2542
78535267 | Uninterruptible power supply APC BackUPS BR1500G, 115VAC, 60Hz, 1500VA | 2242
78535268 | Uninterruptible power supply Eaton 5130I, 230VAC, 50Hz, 1750VA | #VALUE!
78543017 | Pressure regulator w/ inline gas filter, stainless steel, Push-In OD6in, OD6out | 1785
78543055 | MX splitter, 4 independent 3/2-way valves | #VALUE!
78543057 | Gassing System MX4/1, max. 1200sL/h | #VALUE!
78543058 | Gassing System MF4, max. 1200sL/h, 4 outlets w/ mass flow controller | #VALUE!
78543059 | Pressure sensor for MF4 incl. 2x OD6mm Push-In tube connector and cable | 2246
78543060 | Gassing System MX4/4-2, max. 50sL/h | #VALUE!
78543061 | Gassing System MX4/4-2H, max. 250sL/h | #VALUE!
78543063 | Gassing System MX4/1, max. 600sL/h | #VALUE!
78543064 | Miniature humidity & temperature sensor w/ cable L1m and DASGIP connector | 2679
78543065 | Off-gas analyser MF4M, 0- 60sL/h, CO2 4 inputs w/ mass flow meter | #VALUE!
78543067 | Gassing System MX4/1, 1- 30sL/h, N2 | #VALUE!
78543069 | Gassing System MF4, 4.. 120sL/h, 4 outlets w/ mass flow controller | #VALUE!
78543072 | Gassing System MX4/1, 300sL/h, N2 calibrated | #VALUE!
78543076 | Gassing System MF4, 10.. 300sL/h, 4 outlets w/ mass flow controller | #VALUE!
78543079 | Adapter cable to connect 4- 20mA sensor to 0-10VDC input of EI option | 928
78543080 | Gassing System MF4, 20.. 600sL/h, 4 outlets w/ mass flow controller | #VALUE!
78543098 | Gassing System MF4, 4.. 120sL/h, 4 outlets w/ mass flow controller | #VALUE!
78543100 | Rotameter gassing station, 4 positions, for DASGIP Bioblock, 75sL/h | #VALUE!
78543111 | Gassing System RX2/4 incl. pressure regulators, valves & rotameters (75L/h) | #VALUE!
78543115 | Rotameter gassing station, 4 positions, for DASGIP Bioblock, 4-260sL/h | #VALUE!
78543116 | Gassing System RX2/4 incl. pressure regulators, valves & rotameter (260sL/h) | #VALUE!
78543117 | Holding frame for two rotameter gassing units, complete with feet | 3802
78543118 | Holding frame for two rotameter gassing units, complete with feet | 2018
78543200 | DASGIP 4 channel gas analyzer GA4 for O2 1-50% and CO2 0- 25% | #VALUE!
78543201 | Analyzer unit for DASGIP gas analyzer GA for O2 1-50% and CO2 0-25%, assembled | #VALUE!
78543202 | DASGIP 2 channel gas analyzer GA2 for Oxygen and Carbon Dioxide | #VALUE!
78543203 | DASGIP 1 channel gas analyzer GA1 for O2 1-50% and CO2 0- 25% | #VALUE!
78543205 | DASGIP 4 channel gas analyzer GA4 for O2 0-100% and CO2 0- 25% | #VALUE!
78543206 | Analyzer unit for DASGIP gas analyzer GA for O2 0-100% and CO2 0-25%, assembled | #VALUE!
78543207 | Analyzer unit for DASGIP gas analyzer GA w/o sensors, refurbished | #VALUE!
78590023 | Tubing and cable bracket for DASGIP Bioblock | 1290
78590024 | Cooling water distribution unit CWD4, 4 port | #VALUE!
78590026 | Cooling water distribution unit CWD44, 8 ports | #VALUE!
78590031 | Tubing and cable bracket for DASGIP Bioblock with CWD4, complete | 1493
78590034 | Tubing and cable bracket for DASGIP CWD with pedestal, complete | 2221
78590036 | Tubing and cable bracket with pedestal | 2221
78590039 | Exhaust Gas Condenser Controller EGC4 4 ports | #VALUE!
78600100 | Software license for pH or Redox/ORP measurement in one culture vessel | 1256
78600101 | Software license for DO measurement in one culture vessel | 2126
78600107 | Software lic. pump calibration procedure with balance for one culture vessel | 824
78600111 | Software license for feeding per line for one culture vessel | 824
78600115 | Software license DASware access, remote access for 1 culture vessel (Web, iApp) | 3860
78600118 | Software license for temperature control of one channel/culture vessel | 1256
78600119 | Software license for agitation control of one channel/culture vessel | 1256
78600120 | Software license DASGIP EasyAccess for control of DASGIP modules | 3860
78600121 | Software license DASGIP Control 21 CFR Part 11 for one vessel | #VALUE!
78600122 | IQ/OQ documentation for DASGIP System | #VALUE!
78600123 | Software license level or anti foam for one culture vessel | 1256
78600124 | Software license off-gas analyzer (O2/CO2) for one culture vessel | 2126
78600125 | DASGIP Module software integration in MFCS/Win | 3906
78600128 | Software license external SQL database connection for one culture vessel | 3860
78600129 | Software license external I/O (analog, 0-10V) for one culture vessel | 2126
78600130 | Software license OD measurement for one culture vessel | 1256
78600135 | Software license alarm support (Email, Text, Analog) for one culture vessel | 2126
78600136 | Software license external device (e.g. RS232/485-Modbus) for one culture vessel | 3860
78600137 | Software license for one external pump (e.g. Watson Marlow) | 3860
78600138 | Software license DASware connect OPC Server (PCS, Historian) for one vessel | 3860
78600140 | Software license DASware discover, Information Management for 1 vessel | 3860
78600142 | Software license gassing for one culture vessel | 1256
78600143 | Software license online monitoring per balance for one culture vessel | 2126
78600144 | Software license DASware analyze, OPC Client (ext. Analyzer) for one vessel | 3860
78600145 | Software license DASware analyze, Prof. OPC Client (Autosampler) for 1 vessel | #VALUE!
78600146 | Software license for Update of DASGIP Control to Version 4, for one vessel | #VALUE!
78600147 | Software license DASware connect, OPC Server for DASGIP modules(OPC DA, XMLDA) | 3860
78600148 | Software license online calculated values for one culture vessel | 2126
78600149 | Software license OPC Tunneller for DASGIP Client/Server (per PC, Softing) | 3790
78600150 | Software license DASGIP OPC Transformer for one culture vessel | 3860
78600151 | Software license DASware migrate, Gateway for ext. controller (DCU, ....) | 3860
78600152 | DASGIP Module integration in Delta V based Control System (per module) | #VALUE!
78600153 | Software license OPC Tunneller for DASGIP Client/Server (per PC, Matrikon) | #VALUE!
78600156 | Software license for control of 4 LED sticks in one culture vessel | 2126
78600158 | Software license DASware design DoE for one culture vessel | 3860
78600160 | Software license DASGIP Control (DASbox) for one culture vessel | #VALUE!
78600161 | Software license DASware discover, Information Management server | #VALUE!
78600162 | Software license DASware iApp for one Apple account | 508
78600163 | Software license DASGIP Control for one culture vessel | #VALUE!
78600201 | Firmware update of DASGIP module | 849
78700037 | Slow blow fuse 10A/250V | 4.2
78700039 | Slow blow fuse 2.5A/250V | 4.2
78700056 | Switching power supply 24VDC, 2.5A, 60W Meanwell S60-24 | 162
78700072 | Slow blow fuse 4A/250V | 4.2
78700090 | Crocodile clip, 2mm, black | 12.5
78700096 | Slow blow fuse 8A/250V | 4.2
78700102 | Power supply 100-240VAC 24VDC | 150
78700104 | Switching power supply 48VDC, 12.5A, 600W | 965
78700900 | Ethernet to serial (RS-232- 422-485) Device Server, 8 Ports (NPort 5650-8-DT) | #VALUE!
78700901 | Patch cable S-STP, Cat. 6, gray, L3m | 33.3
78700902 | Microsoft Win XP Pro embedded multilanguage | 1102
78700904 | MS Office 2010 Home & Business English Office App. PC AttachKey PKC Microcase | 2018
78700913 | USB Hub 4 Ports (UPort 204) 4 Ports (UPort 204) | 1094
78700916 | Ethernet to serial (RS-232- 422-485) Device Server, 2 Ports (NPort 5250A) | 1464
78700919 | DASGIP Control Remote Mobile Device (iPad) | #VALUE!
78700929 | D-Link DGS-1008D Switch Green Ethernet 8 Ports 10/100/1000Mb/s | 545
78700930 | InLine Patchcable 10m S-STP 10 mtr Cat.6 RJ45 | 37.4
78702427 | Power cord with British standard BS1363 plug and IEC 320 C13 connector | 33.3
78702433 | Power cord with US/Canada plug (NEMA 5-15) and IEC 320 C13 connector | 20.8
78702434 | Power cord with Swiss Standard SEV1011 plug and IEC 320 C13 connector | 20.8
78702435 | Power cord with CEE7/7 European plug 'Schuko' and IEC 320 C13 connector, L2m | 20.8
78702445 | D-SUB9 male protective cover, antistatic | 8.3
78702449 | Power cord with Denmark standard plug and IEC 320 C13 connector | 20.8
78702462 | STAS200 male plug | 37.4
78702463 | Clamp for STAS200 plug | 4.2
78702467 | STAK200 female connector | 33.3
78702468 | Cable converting Hirschmann STAS200 plug to IEC 320 C14 connector, L43cm | 254
78702480 | TC booster box for heating blankets up to 1000W at 115VAC | 4044
78702483 | Power cord with standard plug (AU/CN) and IEC 320 C13 connector, L1.5m, black | 33.3
78702552 | Ribbon cable, L16cm, 16pol | 25
78702562 | DASGIP cable 4pinM5, L3m | 116
78702575 | SC-Panel cable 26-pin, L10cm for TS4SC4-D and SC4-D | 25
78702576 | Cable connecting Sonosep controller to DASGIP external interface for 4 vessels | 2479
78702579 | Cable converting Hirschmann STAS200 plug to IEC 320 C14 connector, L60cm | 254
78702591 | Adapter cable for serial connection of an Applikon ADI 10x0 controller | 220
78702592 | Adapter cable for serial connection of a NBS controller to a MOXA | 728
78702593 | Adapter cable for serial connection of a Sierra MFC to a MOXA | 320
78702594 | Terminator for serial bus of Sierra MFC | 162
78703015 | Cable ties 2.5x92mm | 4.2
78703017 | pH-cable polymer optical fiber, POF-L2.5-ST30-1SMA-v1 | 541
78704020 |  | 87.4
78704021 | Pressure regulator 0,07-3,5 bar w/ 2x R1/8 female threads | 624
78704033 | Push-In tube connector OD4mm straight with M5 male thread | 20.8
78704034 | Push-In tube connector OD6mm straight with R1/8'' male thread | 12.5
78704038 | Push-In tube connector 3xOD6mm T-Form | 29.1
78704040 | Blanking plug for use with OD4mm Push-In fittings | 8.3
78704042 | Cap nut for pressure regulator | 33.3
78704051 | Gas filter cartridge, pore size 5µm, stainless steel | 62.4
78704052 | Tubular socket wrench 19mm | 66.6
78704053 | Tubular socket wrench 10mm | 41.6
78704056 | Ball valve with handle 2x 1/8'' female thread | 29.1
78704062 | Push-In tube adapter 1xOD6 to 4xOD4 | 41.6
78704063 | Push-In tube connector 2xOD4mm I-Form | 8.3
78704066 | Push-In tube connector 1xOD6mm L-Form with G1/8'' male thread | 20.8
78704068 | Banjo screw L28mm, ID5mm with G1/8 male thread and G1/8 female thread head | 12.5
78704069 | Push-In tube connector 1xOD6mm I-Form with G1/8'' female thread | 20.8
78704073 | Tube connector w/ G1/8'' male thread to barb for ID9mm tubing | 8.3
78704074 | Push-In tube connector OD4mm L-Form with M5 male thread | 20.8
78704075 | Red fibre washer, OD8.8mm, ID5.5mm, d0.9mm, red | 4.2
78704077 | Tube connector I-Form G1/2'' male thread to G3/4'' female thread, brass | 25
78704079 | Tube connector w/ G1/2'' female thread to barb for ID9mm tubing, brass | 25
78704088 | Push-In tube connector 2xOD6mm and 1xR1/4'', F-Form | 41.6
78704089 | Push-In tube connector 2xOD6mm and 1xR1/8'', Y-Form | 20.8
78704095 | Push-In tube connector OD6mm straight with M5 male thread | 25
78704108 | Push-In tube connector 2xOD6mm I-Form plastic | 8.3
78704109 | Push-In tube connector OD6mm on OD4mm, plastic, I-Form | 12.5
78704118 | Circlip/Seeger ring for lipseal assembly ID7.2mm, DIN 471, stainless steel (V2A) | 4.2
78704119 | Push-In tube connector OD4mm straight with G1/8 male thread, Stainless steel | 12.5
78704122 | Push-In cap OD4mm for closing off gas lines | 8.3
78704123 | Push-In cap OD6mm for closing off gas lines | 8.3
78704126 | Push-In check valve 2x OD4mm, I-form | 66.6
78704127 | Push-In tube connector OD6mm straight with G1/8'' male thread, stainless steel | 12.5
78704128 | Disassembly tool for Push-In OD4mm and OD6mm, plastic | 20.8
78704133 | Hex wrench w/ ball shaped head, size 2mm | 8.3
78704143 | Push In OD4mm to OD6mm reducer | 25
78704144 | Tubular socket wrench 15mm | 37.4
78704145 | Tubular socket wrench 17mm | 37.4
78704146 | Push-In tube connector OD6mm straight with G1/4'' male thread, stainless steel | 12.5
78704147 | Inline strainer with G1/4 male thread mesh aperture 0, 25mm | 37.4
78704149 | Hex wrench w/ ball shaped head, size 1.5mm | 8.3
78704151 | Push-In tube connector 4xOD6mm and 1xG1/8'', male thread | 70.7
78704153 | Inline gas filter, pore size 5µm, stainless steel, G1/8'' female thread | 374
78704154 | Compression fitting for copper line OD6, brass, straight to G1/8 female thread | 12.5
78704157 | Push-In tube connector 4xOD4mm and 1xR1/8'', L-Form | 66.6
78704158 | Push-In tube-connector OD4mm straight with M5 male thread, self closing | 54.1
78704159 | Push-In tube-connector OD4mm straight self-closing | 29.1
78704160 | Compression fitting for OD6mm tube with G1/8'' male thread (w nut) | 8.3
78704163 | Push-In tube-connector OD4mm straight self-closing with G1/8 | 33.3
78704164 | Circlip (Seeger ring) ID6x0. 7mm, DIN 471, stainless steel (V2A) | 4.2
78704171 | Inline water filter, 100µm, rinsable, clear filter bowl (Type FF06) | 512
78704172 | Repleacement filter sieve (5 pcs) for inlline water filter, 100µm (Type FF06) | 441
78704173 | Ring wrench for inline water filter (Type FF06) | 83.2
78704174 | Tube connector G1/8'' male thread to G1/2'' female thread, I-form | 37.4
78704175 | Tube connector G1/4'' female thread to G3/8'' male thread, I-form | 41.6
78704176 | Tube connector M16x1mm female thread to G1/2 male thread | 329
78704177 | Tube connector 90° R1/2'' male thread to G1/2'' female thread, brass | 29.1
78704178 | Tube connector 90° G1/2'' female thread to R1/2'' female thread, brass | 29.1
78704179 | Tube connector I-Form R1/2'' male to G3/4'' female thread, brass, swivel nut | 74.9
78705027 | Battery for DASGIP Modules (CR2450) Lithium, 3V/480mAh, D24.7xH5mm | 20.8
78705035 | Crimp contact for AMP socket housing | 4.2
78705085 | Adapter for CR2450 battery holder, w/ cable and plug | 266
78705086 | Battery for DASGIP Modules (SL-360/461) Lithium, 3. 6V/2100mAh, W15.6xH21.1xL61mm | 99.8
78705653 | Tiny Tiger TCN-4/4 | 1086
78706103 | Set screw M4x6, DIN 913, stainless steel for Hex wrench size 2mm | 4.2
78706119 | Cylinder Head Screw M4x25 DIN912 stainless steel | 4.2
78706129 | Set screw M4x4, DIN913, stainless steel for Hex wrench size 2mm | 4.2
78706135 | Washer M6, stainless steel | 4.2
78706144 | Compression fitting for tube OD6mm with 1/4''male NPT connector, stainless steel | 62.4
78706145 | Compression fitting for tube OD6mm with 1/4 female NPT connector, stainless st. | 108
78706171 | Nut M6, 316L stainless steel, electro polished | 4.2
78706175 | Cylinder head screw M4x6 DIN912 of V2A | 4.2
78706197 | Red fibre washer, OD9.0mm, ID4.3mm, d0.8mm, red | 4.2
78706199 | Parallel pin (DIN 7), OD3mm, L16mm, stainless steel | 4.2
78706221 | Cable label type PS-09, numeral '1' for cable OD4mm, bar w/25 pcs | 8.3
78706222 | Cable label type PS-09, numeral '2' for cable OD4mm, bar w/25 pcs | 8.3
78706223 | Cable label type PS-09, numeral '3' for cable OD4mm, bar w/25 pcs | 8.3
78706224 | Cable label type PS-09, numeral '4' for cable OD4mm, bar w/25 pcs | 8.3
78706255 | Slotted screw M5x5, stainless steel used with DASGIP L- Sparger | 8.3
78706262 | Flat knurled nut M6, stainless steel | 8.3
78706263 | Circlip ID5mm, stainless steel | 4.2
78706274 | Set screw M3x4, DIN 913, stainless steel for Hex wrench size 1.5mm | 4.2
78706296 | Cylinder head screw M3x5mm, stainless steel (DIN 912) | 4.2
78706300 | Push-In tube connector 3xOD6mm Y-Form | 29.1
78706303 | Blind with R1/8'' male thread | 4.2
78706340 | Rounded head screw M6x35, stainless steel, hexagon socket (ISO 7380) | 4.2
78706348 | Slotted screw M3x4, stainless steel | 8.3
78706351 | Front ferrule, PFA, for OD4mm DASGIP compression fitting | 25
78706352 | Back ferrule, PFA, for OD4mm DASGIP compression fitting | 25
78706353 | Front ferrule, PFA, for OD6mm DASGIP compression fitting | 12.5
78706354 | Back ferrule, PFA, for OD6mm DASGIP compression fitting | 20.8
78706355 | Front ferrule, PFA, for OD12mm DASGIP compression fitting | 20.8
78706356 | Back ferrule, PFA, for OD12mm DASGIP compression fitting | 25
78706401 | DASGIP compression fitting ID4mm with Pg13.5 male thread, st. steel parts only | 283
78706402 | DASGIP compression fitting ID6mm with Pg13.5 male thread, st. steel parts only | 279
78706405 | DASGIP compression fitting ID12mm with Pg13.5 male thread, st. steel parts only | 275
78706406 | O-Ring 14x2 (IDxd), VMQ70/Si820, red | 8.3
78706407 | O-Ring 6x2 (IDxd), SI820/VMQ70, red | 8.3
78706408 | O-Ring 88x3 (IDxd), VMQ70/Si820, red | 8.3
78706409 | DASGIP fitting w/ Pg13.5 male thread, ID12mm port, stainless steel | 150
78706411 | O-Ring 30x6 (IDxd), P583/NBR70 for GA manifold | 4.2
78706413 | Red fibre washer, OD14mm, ID10mm, d1.0mm, red | 4.2
78706414 | DASGIP triple port w/ 3x OD4mm tubing, w/Pg13.5 male thread, all parts included | 641
78706415 | O-Ring 4x1 (IDxd), VMQ70/Si973, red | 4.2
78706416 | O-Ring 6x1.5 (IDxd), Si820, red | 4.2
78706417 | O-Ring 4x1.5 (IDxd), Si820, red | 4.2
78706418 | O-Ring 105x10 (IDxd), NBR70, black | 8.3
78706419 | O-Ring 12x1.5 (IDxd), Si820, red | 8.3
78706421 | O-Ring 30x1.5 (IDxd), Si820, red for overhead drive | 8.3
78706422 | O-Ring 46x2 (IDxd), VMQ/Si820, red | 4.2
78706423 | O-Ring 16x2 (IDxd), VMQ/Si820, red | 4.2
78706426 | Sealing washer for G1/8, white, Polyamide | 4.2
78706429 | O-Ring 5x1.5 (IDxd), Si820, red | 4.2
78706430 | O-Ring 10x2 (IDxd), Si820/VMQ70 | 4.2
78706431 | O-Ring 40x1.5 (IDxd), Si820, red for overhead drive | 12.5
78706432 | O-Ring 4x2 (IDxd), Si820/VMQ70, red | 4.2
78706433 | O-Ring 46x3 (IDxd), Si820, red for DASGIP Spinfilter 50 | 8.3
78706435 | O-Ring 4x1.2 (IDxd), Si820, red | 4.2
78706436 | DASGIP blind plug Pg13.5 male thread, stainless steel | 141
78706437 | O-Ring 10x3 (IDxd), Si820/VMQ70 | 8.3
78706438 | O-Ring 13.5x2.5 (IDxd), red, Si820 | 4.2
78706439 | O-Ring 31x2.5 (IDxd), Si820/VMQ70, red | 4.2
78706440 | O-Ring 24x2 (IDxd) VMQ70/Si820, red | 4.2
78706441 | O-Ring 18x2.5 (IDxd), Si820/VMQ70, red | 8.3
78706446 | O-Ring 16x1.5 (IDxd), SI820/VMQ70, red | 8.3
78706447 | O-Ring 18x2.5 (IDxd), Si840/VMQ65, blue | 4.2
78706449 | V-Ring VS 8 FKM | 8.3
78706451 | Red fibre washer OD23.8mm, ID18mm, red | 4.2
78706452 | Red fibre washer OD17.7mm, ID12mm, red | 4.2
78706454 | O-Ring 3.8x1.5 (IDxd), NBR 90 | 8.3
78706458 | O-Ring 20x2 (IDxd), SI50/VMQ50 | 4.2
78706460 | O-Ring 135x4 (IDxd), Si820/VMQ | 37.4
78706461 | O-Ring 31x2.5 (IDxd), FKM/Vi580, black | 8.3
78706462 | O-Ring 14x2 (IDxd), FKM/Vi580, black | 8.3
78706463 | O-Ring 6x2 (IDxd), FKM/Vi580, black | 8.3
78706464 | O-Ring 4x1.5 (IDxd), FKM/Vi580, black | 4.2
78706465 | O-Ring 8x1.5 (IDxd), VMQ/Si50, blue | 4.2
78706466 | Sealing washer OD14mm, ID10mm, d1.5mm, copper | 4.2
78706467 | Sealing washer OD15.7mm, ID9. 5mm, d1.5mm copper | 4.2
78706470 | DASGIP adapter Pg13.5 male thread to D6 port, st. steel parts only | 254
78706471 | O-Ring 88x3 (IDxd), FKM/Vi580, black | 25
78706472 | O-Ring 6x1.5 (IDxd), FKM/Vi580, black | 8.3
78706473 | O-Ring 12x1.5 (IDxd), FKM/Vi580, black | 8.3
78706474 | O-Ring 4x1 (IDxd), FKM/Vi370, black | 8.3
78706475 | Numeral and colored label set for cables, tubes and sensors 5-8 | 549
78706476 | Numeral and colored label set for cables, tubes and sensors 1-4 | 1198
78706478 | O-Ring 166,75x2 (IDxd), P583/NBR | 8.3
78706479 | DG Flow Cell for OD-Sensor S10mm, core cell | 508
78706483 | O-Ring 24x2,5 (IDxd) VMQ70/Si970, red | 4.2
78706520 | O-Ring 10,69x3,53 (IDxd), EPDM/FDA | 20.8
78800016 | Paraffin oil S476 with NSF-H1 approval, 300mL aerosol can | 49.9
78900032 | GL32 screw cap, PBT, with port D20mm | 20.8
78900047 | GL45 screw cap, PBT, with port D34mm | 8.3
78900048 | GL32 screw cap, PBT, closed | 20.8
78903020 | Canulla long, 0.8x120mm (21G x 4 3/4''), pack to 100 pieces | 162
78903022 | Canulla medium, 0.9x40mm (20G x 1 1/2), pack to 100 pieces | 33.3
78903068 | DASGIP stirrer-pro beaker 400mL with 1xGL14 and DN60 flange | 1635
78903120 | Sparger w/ porous glass frit 16-40µm, OD6mmxL15mm, L225mm, barb OD6mm, por. 3 | 345
78903121 | DASGIP stirrer-pro beaker 400mL with DN60 flange | 1523
78903127 | Sparger w/ porous glass frit 16-40µm, OD6mmxL15mm, L270mm, barb OD6mm, por. 3 | 358
78903129 | DASGIP spinner flask 100mL with GL45 neck, 3xGL25 and 1xGL14 ports | 2941
78903131 | Sparger w/ porous glass frit 160-250µm, OD6mmxL15mm, L225mm, barb OD6mm, por. 0 | 333
78903161 | DASGIP spinner type BS 1000mL, 100mm neck, 2xGL45 ports, flask-only | 1506
78903164 | DASGIP spinner type BS 500mL, 100mm neck, 2xGL45 ports, flask-only | 882
78903174 | GL25 glass port w/ thread, L100mm | 20.8
78903181 | DASGIP GPI-100 vessel OD110xH245mm, 2xGL45 side arms, flat bottom | 3453
78903189 | DASGIP GPI-100 vessel OD110xH187mm, flat bottom | 2667
78903190 | DASGIP GPI-100 vessel OD110xH255mm, flat bottom | 2667
78903191 | DASGIP GPI-100 vessel OD100xH180mm, 2xGL45 side arms, bottom w/ apex | 3062
78903192 | DASGIP GPI-100 vessel OD110xH265mm, 2xGL45 side arms, flat bottom | 3740
78903193 | DASGIP GPI-100 vessel OD110xH200mm, 2xGL45 side arms, flat bottom | 4060
78903194 | DASGIP GPI-100 vessel OD110xH245mm, flat bottom | 2970
78903199 | DASGIP GPI-100 vessel OD110xH300mm, flat bottom | 2962
78903200 | DASGIP GPI-100 vessel OD110xH300mm, 2xGL45 side arms, flat bottom | 3453
78903209 | GL14 glass port w/ thread, L100mm | 20.8
78903210 | DASGIP plane flange OD160 vessel (DR03), OD140xH260mm, dished bottom | 3952
78903211 | DASGIP plane flange OD160 vessel (DR04), OD140xH350mm, dished bottom | 4148
78903212 | DASGIP stirrer-pro beaker 400mL w/ DN60 flange, 1xGL14 and glass bottom OD120mm | 2380
78903213 | DASGIP cell-pro 400mL w/ DN60 flange, 1xGL14 and round glass bottom OD120mm | 2163
78903219 | DASGIP GLS-80 vessel OD70xH123mm, flat bottom | 1186
78903220 | Screw cap for OD80mm (GLS80) neck with hole ID73mm, PBT, green | 129
78903221 | DASGIP cell-pro 400mL w/ DN60 flange, 1xGL14, tapered corners, dimple | 2658
78903502 | BioBLU 5c single use reactor, MicroSparge, pre-sterilized (M1363-0125) | 2816
78903508 | BioBLU 0.3c single-use vessel, blue, cellculture, 4 pack, pre-sterilized | 2429
78903509 | BioBLU 0.3f single-use vessel, blue, microbial, 4 pack, pre- sterilized | 2429
78904027 | Precision balance 3.2kg max. reading precision:0.01g | #VALUE!
78904028 | Precision balance 8.2kg max. reading precision:0.1g | #VALUE!
78904030 | Precision balance 4.2kg max. reading precision:0.01g | #VALUE!
78904031 | Precision balance 6.2kg max. reading precision:0.01g | #VALUE!
78904032 | Precision balance 12.2kg max. reading precision:0.1g | #VALUE!
78990001 | Certificate of Analysis or Certificate or Compliance, per line item and order | 599
87040TD | SMALL PARTS | 67.4
99100TD | RENT ULT | 1281
99110TD | Installation CHART RECORDER (Defrosted) | 368
99111TD | Installation CO2 Backup | 368
99112TD | Fit RS-485 | 368
99120TD | LOANUNIT PER DAY (WITH CONTRACT) | 77.4
99121TD | LOANUNIT PER DAY (W/O CONTRACT) | 142
99122TD | SERVICE SPECIAL HOURS | 998
99150TD | INSTALL.TEMP.SENSOR (COOLING) | 368
99159TD | INSTALLATION PT100 SENSOR | 368
99161TD | INSTALLATION PT100 + EXTENSION | 368
99164TD | FIT SENSOR/CABLE (LUMC) | 368
99165TD | LENGTHEN POWERCABLE 230V +PLUG | 185
99166TD | INSTALLATION C-FORM PLUG/FREEZ | 185
99167TD | CONNECT CABLE & PLUG TO ALARM | 185
99170TD | CREATE TRANSIT THROUGH WALL | 553
99215TD | INSTALL. EXT. ALARM INNOVA SHAKER | 553
99520TD | Installation INNOVA 5000 | 2463
99522TD | Stacking of INNOVA 42XX | 740
99523TD | Stacking of INNOVA 44XX | 740
99530TD | Installation MEDIACLAVE | 1722
99531TD | Installation MP-1000 | 973
99532TD | Installation MEDIACLAVE/ MP-1000 combined | 2230
99540TD | Installation BF 110/115 | 2230
99541TD | Installation BF 3000/BF 310/ CELLIGEN | 2230
99545TD | Installation CELLIGEN PLUS | 2230
99546TD | Installation BIOFLO 415 | 2741
99549TD | Installation additional Vessel /Controller | 632
99552TD | Installation CO-48/-150/-170 | 720
99558TD | Installation CASTERS | 368
99559TD | Installation STACKING KIT | 368
99601TD | CALL-OUT CHARGE ZONE N1 | 203
99602TD | CALL-OUT CHARGE ZONE N2 | 313
99603TD | CALL-OUT CHARGE ZONE N3 | 420
99604TD | CALL-OUT CHARGE ZONE N4 | 528
99605TD | CALL-OUT CHARGE ZONE N5 | 724
99618TD | Billing hour work / Travel NL ( 3 ) | 703
99619TD | BILLING HOUR WORK/TRAVEL NL (1) | 368
99620TD | BILLING HOUR WORK/TRAVEL NL (2) | 532
99621TD | CALL-OUT CHARGE ZONE B1 | 203
99622TD | CALL-OUT CHARGE ZONE B2 | 313
99623TD | CALL-OUT CHARGE ZONE B3 | 420
99624TD | CALL-OUT CHARGE ZONE B4 | 528
99625TD | CALL-OUT CHARGE ZONE B5 | 724
99638TD | Billing hour work / Travel Be ( 3 ) | 703
99639TD | BILLING HOUR WORK/TRAVEL B (1) | 368
99640TD | BILLING HOUR WORK/TRAVEL B (2) | 532
99650TD | BILLING HOUR 150% NL/B | 553
99710NL | Repair Call-Out Charge Zone N1 | 203
99712NL | Contract Repair Call-Out Charge Zone N1 | 173
99720NL | Repair Call-Out Charge Zone N2 | 313
99722NL | Contract Repair Call-Out Charge Zone N2 | 267
99730NL | Repair Call-Out Charge Zone N3 | 420
99732NL | Contract Repair Call-Out Charge Zone N3 | 356
99740NL | Repair Call-Out Charge Zone N4 | 528
99742NL | Contract Repair Call-Out Charge Zone N4 | 449
99750NL | Repair Call-Out Charge Zone N5 | 724
99752NL | Contract Repair Call-Out Charge Zone N5 | 616
99760NL | Repair Billing Hour Work/ Travel NL (1) | 368
99762NL | Contract Repair Billing Hour Work/Travel NL (2) | 313
99770NL | Repair Billing Hour Work/ Travel NL (2) | 532
99772NL | Contract Repair Billing Hour Work/Travel NL (2) | 453
99780NL | Repair Billing Hour Work/ Travel NL (3) | 703
99782NL | Contract Repair Billing Hour Work/Travel NL (3) | 595
99810BE | Repair Call-Out Charge Zone B1 | 203
99812BE |  | 173
99820BE | Repair Call-Out Charge Zone B2 | 313
99822BE | Contract Repair Call-Out Charge Zone B2 | 267
99830BE | Repair Call-Out Charge Zone B3 | 420
99832BE | Contract Repair Call-Out Charge Zone B3 | 356
99840BE | Repair Call-Out Charge Zone B4 | 528
99842BE | Contract Repair Call-Out Charge Zone B4 | 449
99850BE | Repair Call-Out Charge Zone B5 | 724
99852BE | Contract Repair Call-Out Charge Zone B5 | 616
99860BE | Repair Billing Hour Work/ Travel BE (1) | 368
99862BE | Contract Repair Billing Hour Work/Travel BE (2) | 313
99870BE | Repair Billing Hour Work/ Travel BE (2) | 532
99872BE | Contract Repair Billing Hour Work/Travel BE (2) | 453
99880BE | Repair Billing Hour Work/ Travel BE (3) | 703
99882BE | Contract Repair Billing Hour Work/Travel BE (3) | 595
99930TD | PT100/1000 SENSOR COMBI AS10 | 1602
99931TD | 2-POINT CALIBRATION / 99930TD | 803
99933TD | INSTALLATION FOOTPEDAL MP-1000 | 1602
AB2000PLUS | ALL IN CONTRACT BF 110 OPTIONAL MODULES | 424
ABI2000 | ALL IN CONTRACT BIOFLO 110/115 | #VALUE!
ABI3000 | ALL IN CONTRACT BIOFLO 3000/310 | #VALUE!
ABI4000 | ALL IN CONTRACT BIOFLO 4000/410/415 | #VALUE!
ABI4500 | All In Contract Bioflo 4500 | #VALUE!
ABI5000 | ALL IN CONTRACT BIOFLO 5000/510 | #VALUE!
ACE-1000S | 1 L Erlenmeyer Clamp with spring retainer (for Biological Shakers) | 175
ACE-10S | 10 mL Erlenmeyer Clamp (for Biological Shakers) | 70.3
ACE-2000S | 2 L Erlenmeyer Clamp with spring retainer (for Biological Shakers) | 275
ACE-3000S | 3 L Erlenmeyer Clamp with spring retainer (for Biological Shakers) | 319
ACE-4000S | 4 L Erlenmeyer Clamp with spring retainer (for Biological Shakers) | 314
ACE-5000S | 5 L Erlenmeyer Clamp with spring retainer (for Biological Shakers) | 341
ACE-6000S | 6 L Erlenmeyer Clamp with spring retainer (for Biological Shakers) | 376
ACELBLU | All In Contract Celligen Blu | #VALUE!
ACELLIPLUS | ALL IN CONTRACT CELLIGEN PLUS /CELLIGEN 310 | #VALUE!
ACFE-2800S | 2.8 L Fernbach Clamp with spring retainer (for Biological Shakers) | 349
ACO-048 | All In Contract Galaxy CO-48S | 3270
ACO-140 | ALL IN CONTRACT INNOVA CO-14 | 3270
ACO-150 | ALL IN CONTRACT EXCELLA ECO-170/CO-150 | 3270
ACO-170 | ALL IN CONTRACT INNOVA CO-170/CO-170 | 3270
ACO-480 | ALL IN CONTRACT INNOVA CO-48/CO-48 | 3270
ACSB-1000S | 1 L Media Bottle Clamp with spring retainer (for Biological Shakers) | 367
ACSB-500S | 500 mL Media Bottle Clamp with spring retainer (for Biological Shakers) | 367
ADOSI39010 | Book Dosiersysteme im Labor, german | 0.04
ADOSI39020 | Book Liquid Handling, Labor- atory Practice, english | 0.04
AG-00 | Utility Tray with non-skid rubber surface (for Innova and Excella Shakers) | 3311
AG-1 | 1 L Erlenmeyer Flask Dedicated Platform (for Innova and Excella Shakers) | #VALUE!
AG-2 | 2 L Erlenmeyer Flask Dedicated Platform (for Innova and Excella Shakers) | #VALUE!
AG-21-00 | Utility Tray with non-skid rubber surface (for Innova 2350) | 3873
AG-28 | 2.8 L Fernbach Flask Dedicated Platform (for Innova and Excella Shakers) | #VALUE!
AG-4 | 4 L Erlenmeyer Flask Dedicated Platform (for Innova and Excella Shakers) | #VALUE!
AG-6 | 6 L Erlenmeyer Flask Dedicated Platform (for Innova and Excella Shakers) | #VALUE!
AG2-00 | Utility Tray with non-skid rubber surface (for Innova 2000/Excella E1+E2) | 1801
AG2-10 | 10 mL Erlenmeyer Flask Dedicated Platform (for Innova 2000/Excella E1+E2) | 1988
AG2-UT | Utility Carrier holds glassware between rubber- cushioned cross bars (for Innova 2000/Excella E1+E2) | 2417
AG7-125 | 125 mL Erlenmeyer Flask Half Platform (for Innova 3100 and C76) | 1701
AG7-250 | 250 mL Erlenmeyer Flask Half Platform (for Innova 3100 and C76) | 1652
AG7-50 | 50 mL Erlenmeyer Flask Half Platform (for Innova 3100 and C76) | 1726
AG7-TT13 | Test Tube Rack - 13mm Tubes (for Innova 3100 and C76) | 1269
AG7-TT16 | Test Tube Rack - 16mm Tubes (for Innova 3100 and C76) | 1269
AG7-TT20 | Test Tube Rack - 20mm Tubes (for Innova 3100 and C76) | 1269
AG7-TT25 | Test Tube Rack - 25mm Tubes (for Innova 3100 and C76) | 1269
AIN0044 | ALL IN CONTRACT INNOVA 40R/43R/44R/I26R | 2783
AIN2100 | ALL IN CONTRACT INN.2100/2150/2180 | 1123
AIN2300 | ALL IN CONTRACT INN.2300/2350 | 1340
AIN3000 | All In Contract Innova 3100 | 1739
AIN4000 | ALL IN CONTRACT INN.4000/4080/40 | 1739
AIN4200 | ALL IN CONTRACT INNOVA 4200/42 | 1739
AIN4230 | ALL IN CONTRACT INNOVA 4230/42R | 2471
AIN4300 | ALL IN CONTRACT INNOVA 4300/43 | 1739
AIN4330 | ALL IN CONTRACT INN.4330/4335/4340/43R | 2783
AIN4400 | ALL IN CONTRACT INNOVA 4400/44/I26 | 1739
AIN4430 | ALL IN CONTRACT INNOVA 4430 | 2783
AIN5000 |  | #VALUE!
AINS41I | All In Contract Innova S41i CO2 Incub. | 4139
AK12DE101P | General Catalogue EAG/NBS 2012 DE+AT, german, with prices | 14.1
AK12DE102P | General Catalogue EAG/NBS 2012 CH, german, with prices in CHF | 14.1
AK12ES107W | General Catalogue EAG/NBS 2012 ES, spanish, without prices | 14.1
AK12ES108P | General Catalogue EAG/NBS 2012 ES, spanish, with prices | 14.1
AK12FR105P | General Catalogue EAG/NBS 2012 FR, french, with prices | 14.1
AK12FR106W | General Catalogue EAG/NBS 2012 FR, french, without prices | 14.1
AK12GB103W | General Catalogue EAG/NBS 2012 INTERNATIONAL, english, w/o prices | 14.1
AK12GB104P | General Catalogue EAG/NBS 2012 GB,english, with prices in GBP | 14.1
AK12GB109P | General Catalogue EAG/NBS 2012 INTERNATIONAL, english, with prices in EUR | 14.1
AK12GB212W | General Catalogue EAG 2012, INTERNATIONAL, english, w/o prices | 7.5
AK12GB312W | General Catalogue NBS 2012, INTERNATIONAL, english, w/o prices | 10
AK12IT114P | General Catalogue EAG/NBS 2012 IT, italian, with prices | 14.1
AK12PL211P | General Catalogue EAG 2012, Poland, polish, with EUR prices | 7.5
AK12PT115W | General Catalogue EAG/NBS 2012 BR+PT, portuguese, without prices | 14.1
AK12RU110W | General Catalogue EAG/NBS 2012 RU, russian, without prices | 14.1
AK14BR213W | Product Catalogue EAG/NBS 2014 BR+PT, portuguese, without prices | 12.5
AK14DE201P | Product Catalogue EAG/NBS 2014 DE+AT, german, with prices | 12.5
AK14DE202P | Product Catalogue EAG/NBS 2014 CH, german, with prices in CHF | 12.5
AK14ES205W | Product Catalogue EAG/NBS 2014 ES, spanish, without prices | 12.5
AK14ES206P | Product Catalogue EAG/NBS 2014 ES, spanish, with prices | 12.5
AK14FR203W | Product Catalogue EAG/NBS 2014 FR, french, without prices | 12.5
AK14FR204P | Product Catalogue EAG/NBS 2014 FR, french, with prices | 12.5
AK14GB208P | Product Catalogue EAG/NBS 2014 INTERNATIONAL, english, with prices in EUR | 12.5
AK14GB209W | Product Catalogue EAG/NBS 2014 INTERNATIONAL, english, w/o prices | 12.5
AK14GB210W | Product Catalogue EAG/NBS 2014 IN, english, w/o prices | 12.5
AK14GB211W | Product Catalogue EAG/NBS 2014 KR, english, w/o prices | 12.5
AK14GB212P | Product Catalogue EAG/NBS 2014 GB, english, with prices in GBP | 12.5
AK14GB416W | Product Catalogue NBS/DASGIP 2014, INTERNATIONAL, english, w/o prices | 6.2
AK14IT207P | Product Catalogue EAG/NBS 2014 IT, italian, with prices | 12.5
AK14PL215P | Product Catalogue EAG/NBS 2014, PL, polish, with EUR prices | 12.5
AK14RU214W | Product Catalogue EAG/NBS 2014 RU, russian, without prices | 12.5
AMP-320 |  | #VALUE!
AQ18339020 | Userguide Centrifugation, english | 0.04
AR05441620 | General Catalogue 2012 Eppendorf and NBS, on 1 CD, multilingual | 4.6
AR05541720 | General Catalogue 2012 Eppendorf, on 1 CD, multi- lingual | 2.2
ATC-TT16 | Roller Drum for TC-7 + TC-8, 14” (36 cm) diameter, holds 164 test tubes 16 mm and smaller | 2184
ATC-TT25 | Roller Drum for TC-7 + TC-8, 14 in (36 cm) diameter, holds 80 test tubes 25 mm and smaller | 2184
AT_2549366 | BF510 ATO - 2549366 | #VALUE!
AULT450 | ALL IN CONTRACT -45°C FREEZER | 2471
AULT850 | ALL IN CONTRACT -86°C FREEZER | #VALUE!
B-100 | BEARING BALL .7874 6304Z | 72
B-109 | BEARING BALL 3/4BORE 2 SHIELD | 63.6
B-131 | BEARING BALL 1.9685BORE | 1369
B-162 | BEARING BALL 5204ZZ | 172
B-208 | BEARING BALL 1.7717 6309V | 208
B-213 | BEARING PILLOW BLOCK 5/8 LP10 | 357
B50-SQ | NBS Plastic-Coated Cardboard Box, Max. Tube Height 2/50mm, Dimension 5.2x5.2x1.97/132x132x50mm | 13.7
B75-SQ | NBS Plastic-Coated Cardboard Box, Max. Tube Height 3 in/75mm, Dimension 5.2x5.2x2.76 in/132x132x75mm | 16.6
B95-SQ | NBS Plastic-Coated Cardboard Box, Max. Tube Height 4 in/100mm, Dimension 5.2x 5.2x3.4 in/132x132x100mm | 16.6
BF 510 19L | BIOFLO 510 FOR BP REWORK (*1460246) | #VALUE!
BF115-3598103 | Cust. BF115,w following M1369-0220 M1369-2010 M1369-2020 | #VALUE!
BF115-3632102 | Cust. BF115,w following M1369-0220 M1369-2010 M1369-2020 | #VALUE!
BF115-3636104 | Cust. BF115,w following M1369-0220 M1369-2015 M1369-2020 | #VALUE!
BF115-3637102 | Cust. BF115,w following M1369-0120 M1369-2010 M1369-2020 | #VALUE!
BF115-3638104 | Cust. BF115,w following M1369-0221 M1369-2010 M1369-2020 | #VALUE!
BF115-3638106 | Cust. BF115,w following M1369-0220 M1369-2010 M1369-2020 | #VALUE!
BF115-3638108 | Cust. BF115,w following M1369-0121 M1369-2010 M1369-2020 | #VALUE!
BF115-3638110 | Cust. BF115,w following M1369-0221 M1369-2010 M1369-2020 | #VALUE!
BF115-3640107 | Cust. BF115,w following M1369-0220 M1369-2010 M1369-2020 | #VALUE!
BF115-3642103 | Cust. BF115,w following M1369-0221 M1369-2010 M1369-2020 | #VALUE!
BF115-3701104 | Cust. BF115,w following M1369-0220 M1369-2010 M1369-2020 | #VALUE!
C-375 | Rubber Washer for M1190-9000 | 8.7
C-376 | Rubber Washer M1190-9001 125ml <(>&<)> M1190-9002 250ml | 8.7
CC-155 | KNOB MASK ADJUSTME | 149
CO14S-0044 | IQ Documentation, CO14S CO2 Incubator | 1822
CO14S-0045 | OQ Documentation, CO14S CO2 Incubator | 1822
CO14S-230-0000 | Galaxy Incubator Model 14 S, Standard, 230V | #VALUE!
CO14S-230-0201 | Galaxy CO14S, 230V, CO2 Incubator | #VALUE!
CO170R-0044 | IQ Documentation, CO170R CO2 Incubator | 2454
CO170R-0045 | OQ Documentation, CO170R CO2 Incubator | 2454
CO170R-230-0000 | Galaxy Incubator Model 170 R, Standard, 230V | #VALUE!
CO170R-230-0201 | Galaxy Incubator Model 170 R, with 1-19% O2 Control, 230V | #VALUE!
CO170R-230-1000 | Galaxy Incubator Model 170 R, with High-Temp. Disinfection, 230V | #VALUE!
CO170R-230-1201 | Galaxy Incubator Model 170R, with High-Temp, 1-19% O2 Control, 230V | #VALUE!
CO170S-0044 | IQ Documentation, CO170S CO2 Incubator | 2454
CO170S-0045 | OQ Documentation, CO170S CO2 Incubator | 2454
CO170S-230-0000 | Galaxy Incubator Model 170 S, Standard, 230V | #VALUE!
CO170S-230-1000 | Galaxy Incubator Model 170 S, with High-Temp. Disinfection, 230V | #VALUE!
CO48R-0044 | IQ Documentation, CO48R CO2 Incubator | 2117
CO48R-0045 | OQ Documentation, CO48R CO2 Incubator | 2117
CO48R-230-0000 | Galaxy Incubator Model 48 R, Standard, 230V | #VALUE!
CO48R-230-0201 | Galaxy Incubator Model 48 R, 230V | #VALUE!
CO48R-230-1000 | Galaxy Incubator Model 48 R, with High-Temp. Disinfection, 230V | #VALUE!
CO48R-230-1201 | Galaxy Incubator Model 48 R, with High-Temp. Disinfection, 230V | #VALUE!
CO48S-0044 | IQ Documentation, CO48S CO2 Incubator | 2117
CO48S-0045 | OQ Documentation, CO48S CO2 Incubator | 2117
CO48S-230-0000 | Galaxy Incubator Model 48 S, Standard, 230V | #VALUE!
CT0160-0008-002 | Leveling Feet | 66.6
CT0160-0020-002 | PILASTER RAIL CLIP, STAINLESS ST | 4.2
CT0380-0017-001 | TERMINAL BLOCK, 3 WAY | 27.5
CT0620-0002-002 | COMPRESSOR, ASPERA NJ2192GK, 208 | 1639
CT0620-0004-001 | Compressor, Aspera, NT2180GKV, 208V/60Hz | 1464
CT0830-0003-001 | Accumulator, (340mm x 40mm), U725 Freezer | 97.3
D100 | Dividers for NBS Plastic- Coated Cardboard Boxes, Max. Tube Diameter 0.46/ 11.8mm, Matrix 10x10, 100 Tubes/Vials | 13.7
D49 | Dividers for NBS Plastic- Coated Cardboard Boxes, Max. Tube Diameter 0.69/ 17.4mm, Matrix 7x7, 49 Tubes/Vials | 13.7
D64 | Dividers for NBS Plastic- Coated Cardboard Boxes, Max. Tube Diameter 0.59/ 15.0mm, Matrix 8x8, 64 Tubes/Vials | 13.7
D81 | Dividers for NBS Plastic- Coated Cardboard Boxes, Max. Tube Diameter 0.51/ 13.0mm, Matrix 9x9, 81 Tubes/Vials | 13.7
EB-108 | BLOWER DAYTON #1C1 | 670
EB-150 | BRUSH MOTOR (BRUSH & SPRING) | 27
EC-136 | ELEMENT HEATER 31.5 OHMS | 63.6
EC-138 | COIL HEATER | 63.6
EC-185 | CORD SET 6 FT 18-3 | 76.5
EC-186 | CORDSET 16GA 3 COND. 26/30 | 109
EC-220 | CONNECTOR, 3/8SZ, 2 SCREW BOX | 8.3
EC-222 | CONNECTOR,DEAD END,18-24 AWG | 22
EC-225 | CONNECTOR,DEAD END,18-12 AWG | 8.3
ED-131 | DIODE 1N4004 | 22
EF-104 | FUSE 250V 1.0 AMP. | 22
EF-106 | FUSE SLO BLO 1 AMP 250VAC | 117
EF-107 | FUSE 5.6A250V FRN | 99.4
EF-110 | FUSE 7.0A250V FRN | 58.7
EF-111 | FUSE 10 A250V FRN | 63.6
EF-113 | FUSE 2.8A250V FRN | 76.5
EF-115 | FUSE 2.0A125V MDL | 22
EF-116 | FUSE 3 AMP 250V | 20.4
EF-118 | FUSE SLO BLO 6 1/4 AMP 250V | 22
EF-119 | FUSE 5,6 A FNM | 57
EF-120 | FUSE 5.0A250V FNM | 53.7
EF-121 | FUSE 2,5 A FNM | 43.3
EF-123 | FUSE 5.0A250V FRN | 76.5
EF-124 | FUSE 2,8 A FNM | 97.8
EF-126 | FUSE 1.2A250V FNM | 63.6
EF-128 | FUSE 10 A250V FNM | 53.7
EF-129 | FUSE .5 AMP 250V TIME DELAY | 45.3
EF-139 | FUSE 15 A250V 3AB | 22
EF-141 | FUSE SLO BLO 2 1/2 AMPS 250V | 22
EF-143 | FUSE 10 A250V 3AB | 22
EF-144 | FUSE 30 A250V FRN | 49.5
EG-109 | GROMMET RUBR 3/8 G | 22
EG-119 | GROMMET RUBR 1/2 G | 8.3
EG-126 | GROMMET RUBBER IND | 8.3
EH-113 | HEATER RING ELEMENT | 1398
EH-114 | HEATER RING ELEMENT | 1348
EI-107 | INDICATOR NEON 115 | 22
EI-108 | INDICATOR LIGHT 230V RED | 30
EI-109 | INDICATOR LIGHT 115V | 36.6
EI-110 | INSULATOR STANDOFF | 53.7
EI-114 | INDICATOR NEON 230 | 40.8
EJ-102 | JACK PHONE 2COND 4 | 23.3
EJ-109 | JACK TIP PHONE 0.080PLUG BLK | 20.4
EJ-111 | JACK, TIP, RED | 20.4
EL-100 | LAMP FLUORESCENT C | 94.8
EL-103 | LAMP FLUOR COOL 35W 24 F24T12 | 280
EM-123 | METER 2 1/2 0-500 RPM | 487
EM-124 | METER PIVOT JEWEL | 453
EP-107 | PLUG TIP PHONE 0.080PIN BLK | 8.3
EP-110 | PLUG PHONE BLK1CKT | 31.6
EP-131 | POTENTIOMETER 1K OHM 2 WATTS | 117
ER-100 | HOLDER FUSE .25X1.25 STR PNL | 23.3
ER-102 | RECEPTACLE FUSETRON | 40.8
ER-157 | RESISTOR CO10K 5.%.5 W | 8.3
ES-104 | SWITCH TOGGLE MTR | 524
ES-110 | SWITCH TOGGLE DPST | 63.6
ES-111 | SWITCH TOGGLE SPST 3/4HP | 30
ES-112 | SWITCH TOGGLE DPST | 190
ES-120 | SWITCH TOGGLE DPDT | 58.7
ES-125 | SWITCH 3 HEAT SELE | 707
ES-209 | SWITCH SNAP IN WHI | 53.7
ET-1148 | PROBE THERMOMETER | 924
ET-120 | TRANSFORMER PWR AUTO25 VA | 782
ET-151 | THERMOSTAT | 1335
ET-175 | TERMINAL,WIRE,RING,22-18AWG | 22
ET-178 | TERMINAL STRIP | 8.3
ET-192 | TERMINAL,WIRE,SPADE,22-18AWG | 22
ET-222 | TERMINAL BLOCK 6 T | 25.4
EW-126 | CORDAGE 18-3 RUBBER | 8.3
EW-129 | CORD,14GA,3 COND | 22
EW-148 | CABLE 22 GA 2 COND. SHIELDED | 22
EWSHA-2 | 2-YEARS EXT. WARRANTY SHAKER | 2213
EWULT-2 | 2-YEARS EXT. WARRANTY ULT-86 | 2213
F130-126 | PROBE ASSEMBLY FOAM, 26 | 915
F130-382 | FILTER STEAM HSG/CRTG 1.00FPT | #VALUE!
F14-112 | GASKET UPPER RING | 428
F5-132 | PROBE SUB ASSEMBLY | 366
F5-133 | KNOB FOAM PROBE | 154
F5-177 | CAP SEAL | 357
F50-130 | GASKET FOAM&PH CNT | 22
F50-175 |  | 670
F50-298 | CONNECTOR MALE 316 S.S. | 262
F50-497 | SLEEVE-FOAM PROBE | 23.3
FS314-147 | GASKET AIR FILTER | 22
FS314-419 | LEAD ASY FOAM WHT | 194
G77-180 | RECTIFIER ASSEMBLY | 424
GAS-010 | LIMITED CONTRACT AS-10/MM-9 | 3378
GBB6500 | LIMITED CONTRACT BLOOD BANK | 1340
GBI2000PLUS |  | 208
GBI3000 | LIMITED CONTRACT BIOFLO 3000/310 | #VALUE!
GBI4000 | LIMITED CONTRACT BIOFLO 4000/410/415 | #VALUE!
GBI4500 | LIMITED CONTRACT BIOFLO 4500 | #VALUE!
GBI5000 | LIMITED CONTRACT BIOFLO 5000/510 | #VALUE!
GBIOFL4 | LIMITED CONTRACT BIOFLO IV | #VALUE!
GCELBLU |  | 3985
GCELLIPLUS | LIMITED CONTRACT CELLIGEN+/CELLIGEN 310 | #VALUE!
GCLIEBH | LIMITED CONTRACT FRIDGE -20°C | 368
GCO-048 |  | 1340
GCO-140 | LIMITED CONTRACT INNOVA CO-14 | 1340
GCO-150 | LIMITED CONTRACT EXCELLA ECO-170/CO-150 | 1340
GCO-170 | LIMITED CONTRACT INNOVA CO-170/CO-170 | 1340
GCO-270 | LIMITED CONTRACT CO-27 | 1943
GCO-480 | LIMITED CONTRACT INNOVA CO-48/CO-48 | 1340
GCO-S41I |  | 1855
GCO002 | LIMITED CONTRACT CO2 BACK UP | 241
GG23300 | LIMITED CONTRACT G/C/E 2/5/10 | 645
GG25760 | LIMITED CONTRACT G/C/E 24/25/76 | 1123
GG25KLC | LIMITED CONTRACT G/C-25KC, E-24/25R, G-25KLC | 1340
GG52530 | LIMITED CONTRACT G52/G53 | 1340
GIN0044 | LIMITED CONTRACT INNOVA 40R/43R/44R/I26R | 1340
GIN2000 | LIMITED CONTRACT INNOVA 2000/2050 | 616
GIN2100 | LIMITED CONTRACT INNOVA 2100/2150/2180 | 616
GIN2300 | LIMITED CONTRACT INNOVA 2300/2350 | 716
GIN3000 | LIMITED CONTRACT INNOVA 3000/3100 | 1123
GIN4000 | LIMITED CONTRACT INNOVA 4000/4080/40 | 1123
GIN4200 | LIMITED CONTRACT INNOVA 4200/42 | 1123
GIN4230 | LIMITED CONTRACT INNOVA 4230/42R | 1223
GIN4300 | LIMITED CONTRACT INNOVA 4300/43 | 1123
GIN4330 | LIMITED CONTRACT INNOVA 4330/4335/4340 | 1340
GIN4400 | LIMITED CONTRACT INNOVA 4400/44/I26 | 1123
GIN4430 | LIMITED CONTRACT INNOVA 4430 | 1340
GIN5000 | LIMITED CONTRACT INNOVA 5000 | 1797
GMP-320 | LIMITED CONTRACT MP-320/1000 | 2550
GMPP000 | LIMITED CONTRACT MPP40/80 | #VALUE!
GTEMP | TEMP. MEASUREMENT | 292
GUI6500 | LIMITED CONTRACT UI650 | 1340
GULT450 | LIMITED CONTRACT -45°C FREEZER | 965
GULT850 | LIMITED CONTRACT -86°C FREEZER | 1340
GVESSEL | LIMITED CONTRACT EXTRA VESSEL | 2196
H-1001 | DISC GLASS .5 X 2.75 | 428
H-101 | KNOB ROUND UTILITY | 109
H-103 | KNOB 1 3/4DIA PLASTIC BLACK | 31.6
H-1056C3 | CONNR MLE 3/4X3/4 SS | 302
H-1062 | WRENCH T HANDLE 7/32HEX | 36.6
H-1065 | RING 5101-75-H | 25.4
H-1069C3 | VALVE CHECK 1/8FNPT S.S. | 882
H-1070 | VALVE CHECK 1/4FNPT S.S. | 1202
H-108 | REGULATOR PRESSURE | 903
H-1083 | CONNR MLE 1/8X7/16 | 45.3
H-1085 | TUBING NYLON BLACK 1/8OD | 22
H-1086 | CLAMP/CLIP STRAP 0.125OD TUBG | 22
H-1094 | SCREW SELF SEALING 8-32 S.S. | 8.3
H-1098 | NUT SPEED 8-32 RET | 8.3
H-1099 | KNOB POINTER UNSKI | 81.5
H-1100 | KNOB ROUND DIAL SK | 99.4
H-1106C3 | CONNECTOR,1/8X1/4,SS | 81.5
H-1115 | KNOB RING SKIRTED | 72
H-1125 | TAPE FOAM 1/4X1/2X33' ROLLS | 45.3
H-113 | TUBING,3/8OD,.032WALL,COPPER | 22
H-1148C3 | CONNR MLE 3/8X1/4 SS | 99.4
H-116 | TUBING,1/4OD,.030WALL,COPPER | 8.3
H-1171 | KEY HEX 5/32 SHORT | 22
H-1172 | KEY HEX 5/16 SHORT | 8.3
H-1180C3 | CONNECTOR,1/2X1/2,SS | 190
H-1192 | TUBING, POLYETHYLENE, 3/8OD | 22
H-1204 | FASTENER STEEL CAD ADJ. PAWL | 109
H-1235 | HINGE CONT. 72L 3/4OPEN WID. | 230
H-1259 | FERRULE FRONT TEFLON 3/16 | 29.1
H-1260 | FERRULE BACK TEFLON 3/16 | 27
H-1265 | INSERT 3/16ID BRASS | 22
H-1282 | PAPER CHART 2-12 PH IN 50 DIV. | 94.8
H-1300 | KNOB,1 1/4DIA,PLASTIC,BLACK | 49.5
H-1304 | FILTER ELEM 10L 2 3/4DIA | #VALUE!
H-1325 | FERRULE,FRONT,TEFLON,3/8 | 29.1
H-1326 | FERRULE,BACK,TEFLON,3/8 | 25.4
H-1341 | RING N5000-137-H | 58.7
H-1347 | CONNR MLE 1/4X1/8 BR | 67.8
H-1349 | INSERT TUBE BRS1/4 | 22
H-1350 | FERRULE FRNT TEF 1/4 | 22
H-1351 | FERRULE BACK TEF 1/4 | 20.4
H-1386 | KNOBRBLKY10-32X3/4 | 22
H-139 | TEE,FEMALE,3/8X3/8X3/8,BR | 67.8
H-1390 | KNOB POINTER BLK 1 | 22
H-1417 | NUT KNURLED FOR 3/16OD TUBE | 30
H-142 | RING RETAINING FLAT INT 1.625 | 22
H-1431 | CLAMP HOSE 0.219-0 | 22
H-1452C3 | UNION,3/8,SS | 190
H-1459 | PUMP CENTRIFUGAL 115VAC 50/60 | 1618
H-146 | RING 5100-75 | 22
H-1468 | KIT MECHANICAL SEA | 1032
H-1477C3 | Elbow, 90 Degree, 38 x 3/8, Stainless Steel | 240
H-1478C3 | ELBOW,1/2X1/2,SS | 334
H-149 | RETAINING RING N5000-156-S | 3.1
H-1499 | FERRULE FRONT TEF | 33.3
H-1501 | PUMP CENTRIFUGAL 230VAC 50HZ | 1556
H-1506 | SET G77-425 AND H1 | 524
H-1510 | Ring, Inverted Ext., 0.500 ID, SS | 13.7
H-153 | RING 5100-50 | 8.3
H-154 | NUT WING TYPE A 1/420 304 SSTL | 22
H-156 | PIN EXP .187X1.500 | 22
H-157 | RING 5133-50 | 8.3
H-158 | RING RETAINING FLAT INT 2.062 | 22
H-181 | RETAINING RING BASIC INTERNAL | 8.3
H-182 | RETAINING RING FLAT INTERNAL | 8.3
H-184 | COLLAR W/ SET SCREW 1OD STEEL | 20.4
H-193 | FITTING STRAIGHT DRIVE IN TYPE | 22
H-200 | HINGE, FREEZER | 235
H-203 | INSULATOR OVEN UNIT 9/16L | 22
H-239 | GREASE, 1# CAN CS0048 | 76.5
H-253 | RING 5555-18 | 22
H-255 | PIN EXP .093X0.500 | 22
H-280 | RING 5100-37 | 8.3
H-288 | NIPPLE BRS 1/4 | 22
H-292 | RING 5100-87 | 9.6
H-293 | RING 5100-137 | 22
H-325 | Ring N5000-187 | 4.2
H-350 | RING 5100-25 | 22
H-356 | RING 5100-37-C | 22
H-367 | Ring 5100-66 | 1.5
H-370 | RING 5100-78 | 8.3
H-399 | PULL, CABINET, CHROME PLATED | 33.3
H-413 | RING 5133-37 | 8.3
H-436 | BALL 3/16OD NYLON | 8.3
H-440 | SPRING MUSIC WIRE .180OD | 20.4
H-443 | TEE,1/2,BR | 25.4
H-456 | KNOB PLASTIC BLACK | 22
H-473 | CONNECTOR,1/2X3/8,BRS,HOSE | 22
H-478 | CPLG FLEX 3/8X3/8 | 293
H-485 | PLUG BTN 0.62 HOLE | 8.3
H-487 | PACKING GLAND | 81.5
H-492 | NIPPLE BRS 3/8 1.0 | 20.4
H-519 | CONNR MLE 1/8X1/4 BR | 8.3
H-538 | WRENCH SPANNER | 316
H-545 | CLIP COMP.GRIP .625thru1.250 | 8.3
H-641 | PLUG BUTTON 0.500HOLE | 8.3
H-642 | SEAL OIL .7813IN I | 53.7
H-667 | BUSHING PIPE 1/2 X 1/4 | 24.1
H-706 | PLUG ( 6019566 ) | 136
H-722 | VALVE STOPCOCK 3/8 BRASS | 109
H-725 | PLUG PIPE 304 1/8 | 20.4
H-726 | PLUG PIPE 304 1/4 | 20.4
H-727 | PLUG PIPE 304 3/8 | 36.6
H-728 | PLUG PIPE 304 1/2 | 53.7
H-742 | VALVE CHECK 3/4FNPT BRONZE VB | 199
H-747-C1 | NOZZLE ( 6384233 ) | 616
H-755 | BALL KNOB BLACK 3/4 | 20.4
H-766 | VALVE GLOBE 1/2SOLDER BRONZE | 330
H-777 | VALVE GLOBE 1/2FNPT BRONZE | 393
H-789 | VALVE,PRESS.REG.,1/2BRONZE | 2575
H-793 | DISC GLASS .5 X 2.5 | 728
H-807 | ELBOW,90DEG.,3/8X1/8,BR | 25.4
H-831 | HOSE, 1/4SIZE, RUBBER, BLACK | 20.4
H-852 | Plug,Pipe 316L, 0.25inch | 27.5
H-890 | WASHER SHM STL .791 | 25.4
H-900 | BUSHING,3/4MPTX1/2FPT,BRASS | 36.6
H-941 | NIPPLE BRS 1/2 3.0 | 23.3
H-946 | VALVE ANGLE TYPE | 76.5
H-959 | KEY HEX 3/32IN SHO | 22
H-960 | KEY HEX 5/64IN SHO | 8.3
H-992 | VALVE NEEDLE 1/8FNPT BRASS | 67.8
H-997C3 | VALVE NEEDLE 1/8FNPT | 907
H-998 | WRENCH SPANNER MOD | 728
J-2064 | LEVEL INDICATOR #2 | 225
J-2065 | LEVEL INDICATOR #1 | 99.4
J-2594 | DOOR BULLET-ADJUSTING TOOL | 8.3
J-2600 | TENSION ADJ. TOOL ASSY | #VALUE!
K0100-0161 | RING,RETAINING,INTERNAL, 19MM | 40.8
K0100-0163 | PIN ROLL 11/16L 1/8DRILL SZ | 20.4
K0100-0200 | Screw M4 x 12 Steel Pan Posi | 0.42
K0100-0257 | WASHER WAVE S.S. 7 LBS LOAD | 53.7
K0100-0258 | WASHER WAVE S.S. 10 LBS LOAD | 45.3
K0100-0259 | WASHER, M8, 1.6mm THK, S.S. | 0.87
K0160-0065 | Handle Latch Plate Kit | 217
K0160-0067 | LATCH,DOOR ASSY,UPRITE FREEZER | 361
K0160-0082 | KEY LOCK, FOR FREEZERS | 105
K0160-0085 | Switch Cover Plate (LT Grey) | 212
K0160-0091 | FOOT,ADJUSTABLE,FOR U101 | 36.6
K0160-0135 | Chest Handle Spares Kit | 1523
K0160-0545 | Outer Door Hinge U101 | 121
K0160-0546 | Outer Door Hinge (Innova upright outer) | 114
K0160-0690 | Spare Keys - 1001 Freezer Display | 30.8
K0160-0735 | Castor Swivel 75mm Innova VIP | 70.7
K0160-0770 | Outer Door Hinge (Premium) | 108
K0160-0775 | Hinge Chest Freezer | 222
K0160-0776 | VIP C760 Chest Freezer Inner Lid | 44.5
K0160-0777 | VIP C585 Chest Freezer Inner Lid | 51.6
K0160-0992 | U101 Rear Roller Spares Kit | 163
K0160-0995 | FOOT,ADJUSTABLE,FOR U535/U725 | 70.3
K0160-1320 | CLAMP V-BAND 150mm SZ S.S. | 944
K0160-1321 | CLAMP V-BAND 230mm SZ S.S. | 1173
K0160-1330 | RING,RETAIN.,EXT.,LUGLESS,10MM | 27.9
K0160-1390 | LATCH, LOCKABLE | 343
K0160-1391 | HINGE | 86.1
K0160-1400 | FOOT,LEVELING,3 1/8DIA(HUB) | 415
K0160-1430 | RING, RETAINING, EXTERNAL,10mm | 20.4
K0160-1432 | RING, RETAINING, EXTERNAL,12mm | 36.6
K0160-1500 | KEY ONLY,FOR U101 DOOR HANDLE | 8.3
K0160-1530 | Plate Clamping Square CO2 | 61.2
K0160-1531 | Clamping Plate U Shape CO2 | 52
K0180-0120 | BEARING,BALL, 8MM BORE,22MM OD | 22
K0180-0140 | BEARING,BALL,10MM BORE,19MM OD | 199
K0200-0055 | Oil Separator AC&R U67 | 1747
K0200-0350 | Oil Separator Filter (main) | 520
K0200-0351 | SEPARATOR,OIL,FOR FREEZERS | 1236
K0200-0480 | Accumulator 5/16 200mm x 30mm | 34.5
K0200-0500 | Air Filters All chest 1002 | 140
K0200-0505 | Air Filter Grill Assembly (U101) | 1036
K0200-0506 | Air Filter, Washable Spare (for Innova U101 Upright) | 51.2
K0200-0510 | Air Filter Grill Assembly - Uprights | 591
K0200-0511 | AIR FILTER UPRIGHTS SPARE | 127
K0200-0515 | Air Filter Grill Assembly - Chests | 1136
K0200-0516 | AIR FILTER CHEST SPARE | 106
K0220-0425 | Lock and Key - Handle Chest | 76.5
K0220-0428 | Handle Draw Latch U101 Black | 724
K0220-0430 | Handle Complete Kit of Parts - Metal | 1302
K0220-0431 | Handle Complete Kit of Parts - Plastic | 711
K0220-0432 | HANDLE,MOLD ONLY | 60.3
K0220-0540 | Solenoid - CO2 Injector Valve | 1793
K0220-0560 | Solenoid - LN2 Injector Valve | 2288
K0220-0700 | VALVE, SOLENOID, 1/8 FNPT | 840
K0240-0080 | Pipe Access Fitting (Schrader) - Pack of 5 | 223
K0240-0186 | Blanking plug 1/4NPT - Pack of 5 | 106
K0240-0240 | Manifold 6 way brass - CO2 Hoses | 366
K0240-0290 | Plastic Insert TTR 8-11 - Pack of 10 | 100
K0240-0291 | Plastic Insert TTR 12-15 - Pack of 10 | 100
K0240-0292 | Plastic Insert TTR 15-18 - Pack of 10 | 100
K0240-0293 | Plastic Insert TTR 18-20 - Pack of 10 | 100
K0240-0294 | Plastic Insert TTR 22-26 - Pack of 10 | 100
K0240-0295 | Plastic Insert TTR 26-30 - Pack of 10 | 100
K0240-0320 | Plastic Bulkhead Fitting Nut | 16.2
K0260-0720 | Premium Inner Door s/steel Clip - Pack of 5 | 124
K0280-0440 | Door / Lid Sponge Gasket 1002 Freezers | 184
K0280-0550 | Pilaster Rail Clips Stn. Steel - Pack of 4 | 53.7
K0280-0580 | SEAL,LID,FOR ALL CHEST FREEZER | 111
K0280-0582 | Gasket Outer Door Sponge | 276
K0280-0583 | Sealant Silicon Clear Low Temp 100HM | 58.7
K0280-0584 | Gasket D Shape U410 | 774
K0280-0585 | Gasket D Shape U570 | 857
K0280-0720 | Washer Access Valve O-Ring | 2.7
K0280-1000 | ASSY,INNER DOOR,U570 | 462
K0280-1030 | Extra Shelf, for Premium Model U570 | 395
K0280-1031 | Extra Shelf, for Premium Model U410 | 356
K0280-1034 | Extra Shelf, for Innova Model U535 | 566
K0280-1036 | Extra Shelf, for Innova Model U725 | 612
K0280-1041 | Inner Lid C340 Assembly | 641
K0280-1043 | Inner Lid C660 Assembly | 653
K0280-1051 | U410 Inner Door Assembly | 382
K0280-1140 | SEAL, OIL, VITON, 10MM SHAFT | 190
K0280-1160 | SEAL, OIL, VITON, 12mm SHAFT | 63.6
K0280-1190 | CAP, PROTECTIVE FOR SOCKET | 57.8
K0280-1210 | GROMMET, RUBBER, 6.3mm X 9.5mm | 8.3
K0280-1240 | SEAL, 10mm SHAFT, PTFE | 503
K0280-1241 | SEAL, 12mm SHAFT, PTFE | 998
K0300-0160 | LAMP, FLOURESCENT, 13 WATTS | 649
K0300-0180 | Power Neon Indicator Green | 335
K0320-0140 | CAPACITOR, RUN | 853
K0380-0330 | START DEVICE,FOR U101 | 366
K0380-0335 | START CAPACITOR,FOR U101 | 894
K0380-0340 | RUN CAPACITOR FOR U725/C760 | 352
K0380-0345 | START CAPACITOR FOR U725/C760 | 1722
K0380-0350 | Fuse 10A Ceramic Anti Surge | 3.1
K0380-0450 | Monitor Socket fixed | 49.1
K0380-0451 | Connector Plug 3 way free | 49.1
K0380-0461 | FUSE, ANTI-SURGE, 8 AMPS | 20.4
K0380-0560 | Fuse 800mA - Pack of 5 | 183
K0380-0565 | Fuse 1A ceramic - Pack of 5 | 165
K0380-0570 | Fuse 1x1/4 13A - Pack of 5 | 161
K0380-0610 | Fuse 2A T 250v - Pack of 5 | 167
K0380-0810 | FUSE HOLDER, 20MM | 36.6
K0380-0860 | TERMINAL BLOCK 7 TERM 10-28AWG | 388
K0380-0870 | SOCKET FEMALE RECP. 4 CONN. | 109
K0380-0871 | PLUG 4 PINS 16 AMPS POLYAMID | 194
K0380-0892 | FUSE FAST ACTING CERAMIC .250A | 18.7
K0380-0970 | FUSE ANTISURGE 10 AMPS 250VAC | 20.4
K0380-1000 | FUSE SLOBLO CERAMIC 2A 250V | 22
K0400-0010 | Relay 20A 230v for G25 Shaker | 149
K0400-0035 | 1001 Freezer Solid State Relay - Crydom | 302
K0400-0310 | Relay 30A 12v DC - 1001 Freezers | 144
K0400-0330 | Screwdriver Bezel Switch | 307
K0400-0340 | Switch Mains - Green 1001 | 66.6
K0400-0460 | SWITCH,MAINS,FOR ALL FREEZERS | 129
K0400-0461 | SWITCH,MAINS,FOR 115V FREEZERS | 146
K0400-0462 | MAIN SWITCH 20 AMP 115V | 146
K0400-0465 | Filter EMI mains | 99.4
K0400-0470 | RELAY COMPRESSOR | 283
K0400-0481 | SUPPRESSOR,CONTACT,VIP FREEZER | 58.7
K0400-0482 | Surge Protector c/w Terminals | 84.9
K0400-0483 | Surge Protector c/w Terminals | 82.4
K0400-0560 | STARTER RELAY | 1452
K0400-0562 | RELAY,30A,FOR VIP FREEZERS | 72.4
K0400-0580 | START RELAY T21786K FOR U535 | 424
K0400-0630 | Switch Assembly Proximity CO2/LN2 | 406
K0400-0631 | Magnetic switch CO2 | 60.3
K0420-0080 | TRANSFORMER,230V VIP & PREMIUM | 462
K0420-0082 | TRANSFORMER,115V VIP FREEZERS | 474
K0420-0170 | TRANSFORMER,BALLAST TRAY,50HZ | 325
K0440-0280 | SOUNDER,FOR VIP FREEZERS | 108
K0440-0356 | Wiring Harness & Instructions - Chart Recorder | 582
K0440-0511 | TUBE, FLOWMETER, 2-25LPM | 828
K0440-0513 | TUBE, FLOWMETER, 0.6-5.0 LPM | 840
K0440-0600 | Autodialler Assembly | 1968
K0460-0220 | PCB,CONTROL,FOR FREEZERS | 1136
K0480-0010 | Battery - Lerose 8.4 volts | 566
K0480-0020 | Battery 12v 7Ah | 189
K0480-0170 | BATTERY, 6V, FOR FREEZERS | 140
K0480-0175 | SWITCH,BATTERY,FOR FREEZERS | 27
K0480-0290 | MOTOR, 24VAC, 4/4.8 RPM | 774
K0480-0330 | MOTOR, DC, 90V, 0.3 HP,3450RPM | 1930
K0540-0025 | Chart Recorder Paper, pack of 60 charts (for Freezers) | 275
K0600-0170 | PANEL, GLASS, DOUBLE GLAZED | 253
K0620-0030 | Fan 120mm Axial | 388
K0620-0135 | EXCHANGER,HEAT,U535/U725 | #VALUE!
K0620-0140 | Heat Exchanger Premium | 1826
K0620-0650 | Vent Heater Assy (VIP) | 682
K0620-0651 | VENT PLUNGER FOR FREEZERS | 820
K0620-0655 | Vent Cover / Plunger Kit (Premium Retro) | 836
K0620-0690 | Fan Axial U67 240v | 194
K0620-1100 | Compressor Aspera T2155GK | 836
K0620-1150 | Compressor Aspera T2178GK 230V | 2246
K0620-1151 | COMPRESSOR 208V FOR U535 FREEZ | 2330
K0620-1152 | Compressor Danfoss U101 240v 50Hz | 2475
K0620-1155 | COMPRESSOR 115V FOR U535 FREEZ | 2330
K0620-1156 | COMPRESSOR,220V,FOR C760/U725 | 1955
K0620-1157 | COMPRESSOR 208V FOR U725/C760 | 1955
K0620-1158 | COMPRESSOR 220V FOR C585 FREEZ | 2517
K0620-1159 | Compressor Aspera T2180GK 208V | 2517
K0620-1160 | COMPRESSOR,ASPERA 3/4HP | 2221
K0620-1161 | COMPRESSOR 115V FOR C585 FREEZ | 2517
K0620-1170 | COMPRESSOR, FOR FREEZERS | 3124
K0620-1176 | FAN FOR U101 FREEZER 115V | 1073
K0620-1190 | FILTER DRYER,SPORLAN,C032S | 121
K0620-1200 | CONDENSER FOR U535 FREEZER | 599
K0620-1202 | CONDENSER FOR U101 FREEZER | 516
K0620-1204 | CONDENSER FOR U725 FREEZER | 753
K0620-1206 | Condensor STFT16224R | 761
K0620-1210 | Condensor STN8324 | 537
K0620-1320 | CONDENSER | 732
K0620-1360 | EVAPORATOR | 628
K0641-1690 | Freezer Racking Upright Box Height 50mm, for Model C340, C660, C585 + C760 | 503
K0641-1700 | Freezer Racking Upright Box Height 75mm, for Model C340, C660, C585 + C760 | 483
K0641-1750 | Freezer Racking Upright Box Height 100mm, for Model C340, C660, C585 + C760 | 466
K0641-1880 | Freezer Racking Upright Box Height 100mm, for Model U410 + U570 | 503
K0641-1890 | Freezer Racking Upright Box Height 75mm, for Model U410 + U570 | 566
K0641-1900 | Freezer Racking Upright Box Height 50mm, for Model U410 + U570 | 620
K0641-3000 | Freezer Racking Upright Box Height 50mm, for Model U360 / U535 + U725 | 1044
K0641-3001 | Freezer Racking Upright Box Height 75mm, for Model U360 / U535 + U725 | 815
K0641-3002 | Freezer Racking Upright Box Height 100mm, for Model U360 / U535 + U725 | 578
K0641-3003 | Freezer Racking Upright Box Height 50mm, for Model U101 | 699
K0641-3004 | Freezer Racking Upright Box Height 75mm, for Model U101 | 545
K0641-3005 | Freezer Racking Upright Box Height 100mm, for Model U101 | 387
K0641-3007 | 1/2 Height Rack Chest Freezers, 3 Box,4 Boxes per Rack | 405
K0641-3008 | 1/2 Height Rack Chest Freezers, 4 Box,3 Boxes per Rack | 405
K0641-306A | 1/2 Height Chest Rack, 2 Box, 7 boxes | 487
K0660-0050 | PENS,CHART,RED,FOR FREEZERS | 136
K0660-0051 | Chart Recorder Pens, pack of 3 (for Freezers) | 194
K0700-0090 | GEAR BELT, 100 TEETH, 3/8W | 67.8
K0700-0140 | Cable Tie Small (Black) - Pack of 5 | 122
K0720-0170 | PLATINUM PROBE PT100 | 370
K0720-0250 | PROBE,TEMP,CO2 BACK-UP | 466
K0740-0280 | Copper Capillary Tube 0.042 - 30.5M Roll | 11.2
K0740-0281 | Copper Capillary Tube 0.047 - 30.5M Roll | 8.7
K0740-0330 | Bung Plastic Black VIP CO2 Port - Pack of 2 | 180
K0740-0340 | Transfer line CO2 1/4BSP 3M | 176
K0740-0430 | Copper Capillary Tube 0.036 - 30.5M Roll | 8.7
K0740-0450 | TUBING, NYLON, 1/4 | 19.6
K0740-0451 | TUBING FOOD GRADE 6mm SILICON | 532
K0860-0092 | Oil Emkarate RL22H - 1 Litre Tin | 155
K0860-0093 | Oil Emkarate RL22H - 5 Litre Tin | 258
L-1291 | LABEL WATER RETURN | 20.4
L-1311 | LABEL ATTENT-GLYCOL | 8.3
L-132 | LABEL VESSEL DRAIN | 20.4
L-1460 | LABEL INLET FILTER | 20.4
L-2401 | Power Label for Innova 2000 Shaker | 5
L-2417 | LMP 6.25A SLO-BLO | 15
L-2580 | Fuse Label for Innova 2000 Shaker | 6.7
L-2616 | Caution Label for Innova 2000 Shaker | 17.5
L-324 | LABEL WATER | 20.4
L-416 | LABEL DRAIN-2*1\2 | 20.4
L-716 | LABEL EXHST FILTER | 20.4
M0740-0760 | Tubing, Shrink, AWG8, 0.180 ID, 0.010 Wall, 25ft (7.6 m) roll | 508
M0740-2331 | TUBING SLCN 1/32ID,1/16WALL | 310
M0740-2396 | Replacement Silicone Tubing box, I.D. 1/16 in / 1.6 mm, O.D. 3/16 in / 4.8 mm, Length 50 ft/ 15.2 m | 499
M0740-2430 | Replacement Silicone Tubing box, I.D. 3/32 in / 2.4 mm, O.D. 1/4 in / 6.4 mm, Length 50 ft/ 15.2 m | 695
M0740-2445 | Replacement Silicone Tubing box, I.D. 1/8 in / 3.2 mm, O.D. 1/4 in / 6.4 mm, Length 25 ft/ 7.6 m | 327
M0740-2500 | Replacement Silicone Tubing, I.D. 3/16 in / 4.8 mm, O.D. 5/16 in / 8.0 mm, Length 25 ft / 7.6 m | 549
M0740-2505 | Replacement Silicone Tubing box, I.D. 3/16 in / 4.8 mm, O.D. 5/16 in / 8.0 mm, Length 25 ft/ 7.6 m | 310
M0740-2542 | Replacement Silicone Tubing box, I.D. 1/4 in / 6.4 mm, O.D. 3/8 in / 9.8 mm, Length 25 ft/ 7.6 m | 327
M0740-2590 | Replacement Silicone Tubing box, I.D. 5/16 in / 8.0 mm, O.D. 7/16 in / 11.1 mm, Length 50 ft/ 15.2 m | 691
M0740-2720C3 | Replacement Silicone Tubing, I.D. 1/4 in / 6.4 mm, O.D. 0.52 in / 13.2 mm, Length 25 ft / 7.6 m | 1269
M0740-2721C3 | Replacement Silicone Tubing box, I.D. 3/8 in / 9.5 mm, O.D. 5/8 in / 16.6 mm, Length 25 ft /7.6 m | 961
M0740-3110 | SILICONE TUBING, 1/12 in ID, 1/4 in OD, BOX, I.D. 1/12 in / 2.0 mm, O.D. 1/4 in / 6.4 mm, | 549
M0740-3111C3 | Replacement Polyurethane Tubing box, I.D. 1/8 in / 3.2 mm, O.D. 1/4 in / 6.4 mm, Length 50 ft/ 15.2 m | 545
M0740-3113C3 | Replacement Polyurethane Tubing box, I.D. 5/32 in / 1.5 mm, O.D. 1/4 in / 6.4 mm, Length 25 ft/ 7.6 m | 578
M0740-3253C3 | Replacement Polyurethane Tubing, I.D. 1/4 in / 6.4 mm, O.D. 3/8 in / 9.5 mm, Length 25 ft / 7.6 m | 445
M0740-9030 | Replacement Polyethylene Tubing, O.D.: 1/4 in (0.635 cm), Wall: 0.040 in (0.10 cm), Length: 25 ft (7.6 m) | 189
M0740-9040 | Replacement Polyethylene Tubing, O.D.: 3/8 in (0.9525 cm), Wall: 0.062 in (0.157 cm), Length: 25 ft (7.6 m) | 202
M1001-0230 | TABLE FABRICATION | 388
M1001-0240 | Universal Platform (for Innova 2000/Excella E1+E2) | 1639
M1001-0570 | ROD TABLE | 53.7
M1001-0590 | KEY WOODRUFF MODIF | 20.4
M1001-9920 | Rod Kit for Utility Carrier (one additional rod) (for Innova 2000/Excella E1+E2) | 736
M1010-9900 | FIELD SERV. KIT (TEMPERATURE) | #VALUE!
M1013-0260 | KIT CLAMP SCREWS | 22
M1013-0261 | KIT CLAMP SCREWS | 22
M1013-0550 | BOARD ASSY POWER SU | 1610
M1013-2501 | BOARD ASSY TEMP I | 1776
M1013-2790 | GLASS WOOL PK | 388
M1013-3000 | KIT PUMP REPAIR 11 | 1930
M1013-3001 | KIT PUMP REPAIR 22 | 1614
M1014-7390 | HOUSING BEARING | #VALUE!
M1014-7550 | JAR 14L | #VALUE!
M1014-7680 | BEARING HSG ASSY 14L | 3723
M1014-7690 | HOUSING BEARING | 948
M1014-7750 | SHAFT IMPELLER 14 | 1161
M1014-7760 | WASHER FL SSTL 3/4 | 22
M1014-7770 | ADAPTER SEAL & BEA | 807
M1016-0890 | Gasket for probe adapters M1016-0900 + M1226-9446 | 26.6
M1020-1220 | Portable Cart (for Innova 3100) | 3652
M1041-0150 | GLASS VIEWING PORT | 2234
M1041-0170 | GASKET VIEW PORT | 99.4
M1041-0520 | GASKET INOCULATION | 31.6
M1041-0540 | GASKET INOC SIGHT PORT | 31.6
M1041-0610 | GASKET LIGHT PORT | 31.6
M1041-1220C | INGOLD PLUG ASSY,25MM_CERTIFIED | 1344
M1052-0700 | 13.3L (3.5 GALLON) PRODUCT RESERVOIR ASSY | 2808
M1052-0710 | STOPPER NPRN DRLD | 402
M1052-0720 | TUBG 316 .188 20+ | 190
M1052-0757 | STOPPER ASSEMBLY | 811
M1052-0760 | 13.3L (3.5 GALLON) MEDIUM RESERVOIR ASSY | 3927
M1052-0770 | STOPPER NPRN DRLD | 393
M1052-0800 | MAGNET ASSEMBLY 2I | #VALUE!
M1052-0950 | CLAMP ASSEMBLY | 1236
M1052-0965 | PLT STOPPER | 720
M1052-1210 | JAR GL 750ML | 1498
M1052-1410 | STRIP | 63.6
M1052-2440 | SAMPLER WELD ASSEM | 1389
M1052-2750 | JAR GL 2L | 2325
M1052-2840 | COUPLING MODIFIED | 217
M1052-3040 | THERMISTOR ASSEMBL | 670
M1052-3150 | DELIVERY TUBE | 334
M1052-3170 | 13.3L (3.5 GALLON) NUTRIENT RESERVOIR | 2192
M1052-3240 | INLET TUBE | 321
M1052-6800 | 1 LITER JAR | 1988
M1052-9421 | AIR-INLET BEARING | 686
M1053-0151 | SHAFT ASSEMBLY | 1273
M1053-0210 | SCREW TILT 5/8 | 339
M1053-0220 | SCREW TILT 3/8 | 194
M1053-0306 | Roller Drum for TC-7 + TC-8, 14 in (36 cm) diameter, holds 311 testtubes, 13 mm diameter x 100 mm length | 2167
M1053-0360 | Roller Drum for TC-7 + TC-8, 14 in (36 cm) diameter, holds 46 x50mL centrifuge tubes, 30 mm and smaller | 2167
M1053-0370 | HUB | 657
M1053-0450 | Roller Drum for TC-7 + TC-8, 14 in (36 cm) diameter, holds 164 test tubes 18 mm and smaller | 2167
M1053-1100 | BASE | 978
M1053-3132 | MOTOR MOUNTING PLATE | 716
M1053-3140 | ASSEMBLY SHAFT HOUSE | 1614
M1053-3150 | HOUSING SHAFT | 1481
M1053-3192 | HOUSING ASSEM TC6/ | 587
M1053-3202 | REAR COVER | 944
M1053-4005 | Tissue/Microbial Culture Roller Drum TC-7, 6-56 RPM, 220/230V, 50/60Hz | #VALUE!
M1053-5005 | Tissue/Microbial Culture Roller Drum TC-8, 0.2-3.5 RPM, 220/230V, 50/60Hz | #VALUE!
M1053-9900 | MANUAL, OPERATING TC | 126
M1072-0130 | BUSHING MAGNET | 899
M1074-0300 | RING CLAMP 5.50 OD | 795
M1074-0351 | HOUSING MAIN BEARING | #VALUE!
M1074-0570 | RING CRS SEAL BACK | 853
M1074-0580 | KEY WOODRUFF MODIF | 168
M1075-0130 | GLAND ACTUATOR | 122
M1075-0140 | ROD ACTUATOR | 113
M1075-0150 | RETAINER POINTER | 36.6
M1075-0180 | TURNTABLE ASSEMBLY | 545
M1075-0231 | LABEL INDICATOR | 20.4
M1075-0280 | INACTIVE, USE M1252-9908 | 79
M1075-0291 | HOUSING MOTOR MODI | 1123
M1075-0370 | PAD INDICATOR | 428
M1075-0380 | POINTER INDICATOR | 636
M1075-0391 | PIVOT INDICATOR | 76.5
M1075-0411 | BARREL ASSEMBLY SL | 1830
M1075-0520 | TUBG 304 .375 15 | 172
M1075-0530 | TUBG 304 .375 2.0 | 172
M1075-0540 | GRID PARTICLE DISTRIBUTION | 40.8
M1075-0630 | Vacuum Pump 115V 60 Hz, for ST A air samp | #VALUE!
M1077-1040 | DIAPHRAGM INOC. | 20.4
M1078-1191 | CAP ASSY STERILZAT | 136
M1078-1480 | QUICK DISCONNECT A | 307
M1078-3160 | PLUG 304 PORT CAP | 81.5
M1085-6000 | KIT RETROFIT TEMP. CONTROLLER | 4152
M1088-0610C | COUPLING PLATE ASSY, 1/2_CERTIFIED | 2841
M1088-3880 | RING 304 2.49 OD | 624
M1088-3890 | HOUSING SEAL | #VALUE!
M1088-3900 | SLINGER | 740
M1088-4980 | SPCR 304 3.06X.995 | 203
M1088-4990 | DISC RTNR BRG&SEAL | 1452
M1088-8450 | GASKET NPRN .032 X 0.5 | 94.8
M1088-8452 | GASKET | 158
M1088-8462 | WASHER FL 316 1.12 | 72
M1088-8611 | THERMOWELL CONNECTOR | 749
M1088-8613 | PLUG BLIND 19MM | 441
M1088-8617C | RING CLAMP 1.50 OD | 716
M1088-8620 | PLUG ASSY, 19MM | 1514
M1088-8621 | THERMOWELL ASSY | 1964
M1088-8730 | WELL ASY THRMMTR | 2900
M1088-9126 | BRACKET LABEL | 99.4
M1102-0781 | DIAPHRAGM INOC. | 29.1
M1107-1160 | Shaft Assembly, MP-1000 | 1905
M1107-1220 | MOTOR SPUR GEAR ASY | 2708
M1107-1250 | FLIPPER ASSY | 172
M1107-1260 | HINGE FLIPPER | 30
M1107-1270 | FLIPPER | 31.6
M1107-1280 | SP TORSION MODIFIC | 63.6
M1107-1290 | PIN HNGE1.81X0.062 | 40.8
M1107-1310 | PLATFORM DISH UNLO | 670
M1107-1320 | CAROUSEL ASSY | #VALUE!
M1107-1330 | PLATFORM ELEVATOR | 167
M1107-1360 | SHAFT ELEVATOR | 235
M1107-1402 | ELEVATOR ASSY | #VALUE!
M1107-1421 | HOUSING BUSHING ELEVATOR | 449
M1107-1431 | STUD BRG HOUSING E | 53.7
M1107-1451 | SUPPORT ELEVATOR S | 503
M1107-1461 | PIVOT/BRACKET ASSE | 499
M1107-1512 | SHAFT/CRANK ASSEMB | 799
M1107-1541 | WHEEL DRIVE ELEVAT | 352
M1107-1562 | BEARING CRANK | 266
M1107-1632 | FINGER DISH SENSOR | 339
M1107-1641 | POST NOZZLE SUPPOR | 415
M1107-1721 | SUPPORT NOZZLE | 628
M1107-1732 | NOZZLE DEFLECT | 1061
M1107-1750 | KNOB MODIFICATN CA | 172
M1107-1780 | DISC SENSOR ASY | 339
M1107-1810 | DISC SENSOR ASY | 248
M1107-1840 | DISC SENSOR ASY | 235
M1107-1860 | BUSHING ELEVATOR | 370
M1107-1880 | BRACKET SENSOR PUMP | 113
M1107-1890 | BRACKET UV LAMP | 113
M1107-1960 | MOTOR STEPPER MOD | 2700
M1107-2051 | BODY NOZZLE | 235
M1107-2110 | SPRING ROD CAROUSE | 27.9
M1107-2320 | BRACKET ASY DISH L | 94.8
M1107-2550 | DUST COVER ASSY | 1065
M1107-2550-1 | COVER ASSEMBLY A | 1290
M1107-2560 | ACTUATOR SWITCH UV | 49.5
M1107-2570 | CLIP SPRING DUST C | 45.3
M1107-2591 | CABLE ASSY DISH BAS | 820
M1107-2830 | TAB BOTTOM DISH AR | 58.7
M1107-2840 | SCREW SHOULDER 4-4 | 49.5
M1107-3102 | KIT ASSEMBLY NOZZL | 1760
M1107-3250 | ARM ASSEMBLY LEVER | 628
M1107-3270 | PIN ALIGNMENT | 20.4
M1107-3300 | COVER DUST | 869
M1107-3350 | MOTOR STEPPER ASY | 2883
M1107-3370 | GUIDE RESTACKING | 122
M1107-3380 | SHIELD SPILL RUB | 22
M1107-3450 | NOZZLE ASSY DUAL | 2600
M1107-3460 | WEIGHT-STACK | 293
M1107-9805 | FINISH - TOP SUPPORT 100mm | 532
M1110-3000 | VENT VALVE ASSY | #VALUE!
M1110-9550 | PLUNGER ASSY | 986
M1113-0590 | BOARD ASSY MAIN AL | 2063
M1113-0610 | BOARD ASSY AUX ALU | 1227
M1117-0160 | HOUSING BEARING & | 3569
M1117-0210 | SHAFT | 2034
M1117-0250 | CAP THREADED 25MM | 728
M1117-0780 | GLASS VIEWING PORT | 352
M1117-1220 | GASKET VIEWING PORT | 63.6
M1117-1430 | GASKET SIGHT PORT | 22
M1117-1440 | GLASS SIGHT PORT | 453
M1117-1833 | PROBE TEMP SNS ASY | 1514
M1117-2030 | AIR PREFILTER/REGULATOR KIT, FOR CELLIGEN PLUS | 932
M1117-2040 | Water Regulator/Filter Kit for single system (for BioFlo/CelliGen 115) | 2704
M1117-2170 | MOTOR DC 1/2HP 90V | #VALUE!
M1117-2680 | DISC SENSOR AL 3.1 | 240
M1131-8009 | DO Cable, BioFlo 5000, Micros, MicroLift, MPP and mL-4100 | 720
M1131-8010 | AK9 Cable, 8ft (2.4m) for Micros, MPP, MicroGen (ML-4100), MicroLift, and ML4100 | 861
M1131-8011 | RTD ASY 6FT CABLE | 2825
M1131-8012 | RTD ASY 12FT CABLE | 1751
M1131-8013 | RTD ASSY 20FT CABLE | 2646
M1131-8019 | CABLE 4 GAS | 1052
M1131-8040 | TEMP PROBE 25' | 1810
M1131-9820 | DO MODULE | 3499
M1132-9144 | SAMPLER TUBE | 415
M1132-9235 | SAMPLER ASSY | 1302
M1132-9252 | WELL THERMISTOR 1L | 343
M1132-9253 | WELL THERMISTOR | 782
M1132-9254 | WELL THERMISTOR | 894
M1132-940A | PLUG 3/16 | 53.7
M1132-941F | RETAINING RING | 185
M1132-942H | INSULATING SCREEN | 104
M1132-942K | GLASS CYLINDER | 474
M1132-942Y | FERRULE | 162
M1132-9431 | CAP | 334
M1132-9432 | PLUG 3/8 | 36.6
M1132-9433 | PLUG PH/REDOX | 81.5
M1132-946L | FERRULE | 154
M1132-946T | FERRULE | 86.1
M1132-946Y | FERRULE | 94.8
M1136-0710 | IMPELLER ASSY 30L | 3815
M1136-0780 | HEX NUT CONNECTOR | 302
M1136-1520 | SPACER HOUSING | 3270
M1136-5006 | ADAPTER FOAM PROBE | 1922
M1136-8005 | CABLE PRESSURE TRANSDUCER | 532
M1136-9238 | DEBUBBLER S/S | 1884
M1136-9401 | SIGHT GLASS | 2246
M1136-940T | COVER REAR | 190
M1136-9448 | DRIVE SHFT BRG HSG | #VALUE!
M1136-9486 | RING CLAMP THREAD | 349
M1136-9495 | PLUG-BLIND (19MM) | 453
M1136-9906 | SCREEN, ETFE, LOWER, 30 LITER | 1011
M1136-9907 | TFLN SCREEN FOR 30L (SMALL) | 820
M1136-9911 | ETFE SCREEN 105 MICRON (LARGE) | 657
M1151-0110 | SPACER | 86.1
M1151-0120 | BRACKET LOWER | 235
M1151-0240 | TUBING-WATER N7 | 34.1
M1151-9224 | IMPELLER ASSY 1-1/4 L | 1793
M1151-9226 | BAFFLE WELDING | 1406
M1151-9227 | SPARGER TUBE ASSEMBLY-1.25L | 957
M1151-9406 | BEARING SPACER | 339
M1151-940P | HARVEST TUBE-1.25L | 466
M1151-9412 | KNOB HEADPLATE | 208
M1151-9419 | SEAL | 29.1
M1151-9420 | NUT | 185
M1151-9435 | CLAMPING RING LOWER | 1614
M1151-9436 | CONNR CLAMPING RING | 126
M1151-9437 | CLAMPING RING-UPPER | 1381
M1151-9505 | DIAPHRAGM INOC. | 29.1
M1151-9511 | PLUG INOC PORT CAP | 104
M1151-9512 | COLLAR NUT | 406
M1151-9518 | CONNR HOSE | 81.5
M1151-9904 | Glass tube reactor w/ side ports 1.6L | 2113
M1151-9905 | BUMPER 1 1/4 L | 34.1
M1152-9904 | BUMPER | 29.1
M1153-1170C | RING | 1119
M1153-2100 | COVER PUMP BOX | 1360
M1153-2101 | COVER PUMP BOX | 1635
M1153-2210C | PIPNG-SNGL ADD | #VALUE!
M1153-2620 | MANIFOLD PIPE, WELD. | 3698
M1153-5004 | SHAFT ASSEMBLY | #VALUE!
M1153-5005 | BEARING HOUSING ASSY | #VALUE!
M1153-5012C | CAP ASSEMBLY | 393
M1153-5013 | DRIVE SHAFT | #VALUE!
M1153-5020C | ADDITION VALVE ASSY 19MM_CERTI FIED | #VALUE!
M1153-5021C | SAMPLE VALVE ASSY 19MM_CERTIFIED | #VALUE!
M1153-5023 | 25MM SAMPLE VALVE | #VALUE!
M1153-5030C | VALVE ASSEMBLY 25MM_CERTIFIED | #VALUE!
M1153-5060C | Ring Sparger Assembly- Certified | 2217
M1153-5065 | Inoculation Port Assembly for BF5000 | 2920
M1153-5900 | EPROM PROGRAMED | 81.5
M1153-6834 | BOLT 1/2- 13NC X 1 1/2 LG_CERTIFIED | 176
M1153-6835 | WASHER, 1/2 | 99.4
M1153-7000 | POWER SUPPLY BOARD | 2504
M1153-7001 | SUPERBOARD FOR MPP | #VALUE!
M1153-7004 | BOARD FOAM DRIVER | #VALUE!
M1153-8001 | CONNR ASSY | 869
M1153-8010 | CABLE ASSY-RTD | 1402
M1153-8017 | PUMP MOTOR ASS'Y | 1360
M1153-8023 | LEAD-LEVEL | 449
M1153-8024 | LEAD- ANTIFOAM | 449
M1153-8025 | LEAD - HIGH FOAM | 428
M1153-9153 | RETAINER-TRANS-PH | 280
M1153-9224 | BAFFLE 80 LITER | 1535
M1153-9226 | AGIT TURBINE | 2588
M1153-9233 | ELBOW,ASSY EXHAUST | 2617
M1153-9235C | VALVE BODY WELDMT_CERTIFIED | 1468
M1153-9245 | IMPELLER ASSY | 2346
M1153-9267 | BEARING HOUSING | #VALUE!
M1153-9269C | CAP ASSY | 1377
M1153-9270 | HANDLE MODIFICATION | 81.5
M1153-9276C | VALVE, DRAIN ASSY_CERTIFIED | #VALUE!
M1153-9424C | CAP 19MM | 795
M1153-9425 | SCREW,MODIFIED | 81.5
M1153-9427C | RET RING WELDMT_CERTIFIED | 2966
M1153-9435 | SHAFT, LOWER DRIVE | 2696
M1153-9480 | SHAFT,(LOWER) DRIVE | 2916
M1153-9481 | SHAFT PIVOT | 428
M1153-9516 | SCREW MODIF | 94.8
M1153-9517 | SCREW MODIFIED | 53.7
M1153-9522 | SHAFT,(UPPER) AGITATION 80L | 2113
M1153-9525C | SPARGER TUBE 40 LTR | 915
M1153-9558 | SHEAVE, PAINTING 6 1/2 O.D. | 670
M1153-9568 | COVER CAM SLEEVE | 1460
M1153-9594 | SPOOL MACHINING 25MM | 2941
M1153-9614 | CAP MODIFED | 88.2
M1153-9633 | Resterilizable Quick Connect, 19 mm for SIP units, auto- clavable | #VALUE!
M1153-9639 | Resterilizable Quick Connect, 25 mm for SIP units, auto- clavable | #VALUE!
M1154-0800 | Agitator Seal Condensate Alarm Kit | #VALUE!
M1154-2215C | CIRCULATION PUMP ASSY_CERTIFIED | #VALUE!
M1154-3016 | RESTERILIZABLE AEROSOL CONTAINMENT DEVICE FOR 19MM SAMPLE PT. | #VALUE!
M1154-3020 | FOAM PROBE ASSY | 965
M1154-9479C | HOLDER_CERTIFIED | 537
M1154-9504 | RETAINER, DIAPHRAGM | 190
M1154-9505C | Septum Kit_CERTIFIED | 882
M1154-9506 | RING, SAFETY CLIP | 235
M1154-9507 | CLIP SAFETY | 144
M1154-9540 | WASHER, SPECIAL .500 | 190
M1154-9572 | WASHER 3/8 | 184
M1154-9579 | 3/8-16NC X 1-1/4LG BOLT_CERTI FIED | 257
M1154-9647 | BRACKET MOUNTING (SOL.VALVE) | 240
M1154-9901 | WRENCH KIT | 1731
M1154-9990 | CONTROL MOT KBIC TO KBMM KIT | 1527
M1155-9525 | NUTRIENT TUBE 5L | 167
M1155-9902 | BUMPER | 31.6
M1155-9904 | Glass tube reactor w/ side ports 6.6L | 2446
M1164-0100 | CONDENSER UNIT | 462
M1164-0231 | FAN SHROUD | 244
M1164-0930 | FAN & MOTOR REPLACEMENT KIT | 1631
M1169-0610 | KNOB SCREW | 63.6
M1169-0620 | MOTOR ASSY | #VALUE!
M1169-4010 | DO/PH AMP BKT ASSY | 3403
M1169-5010C | CAP CERTIFIED | 711
M1169-6000 | GASKET | 22
M1169-6060 | INLET FILTER ASSY | 190
M1169-7077 | CONTROL PCB(SUPERBD) BFIIC/III | #VALUE!
M1169-8001 | RS232C/422 CONN | 761
M1169-8002 | RTD ASSY-16 CABLE | 1369
M1169-9002 | CABLE RTD ASSY 40 | 1414
M1169-9435 | LEAD, GROUND, 20 | 266
M1171-8010 | 50'/16 meter RS-422 Serial Cable (for BioCommand) | 632
M1174-9454 | ASEPTIC RESERVOIR CAP ASSY | 641
M1176-0016 | Screen & O-Ring Kit for Cell Lift Impeller, 7.5L | 978
M1176-0017 | Screen & O-Ring Kit for Cell Lift Impeller, 2.2L | 894
M1176-0018 | Screen & O-Ring Kit for Cell Lift Impeller, 5L | 911
M1176-0060 | Water Regulator Kit, unassembled | 1003
M1176-0100 | Vessel O-Ring Kit, 2.2L | 628
M1176-0101 | Vessel O-Ring Kit, 5L & 7.5L | 628
M1176-1000 | CELL LIFT IMPELLER KIT, 2.2L | #VALUE!
M1176-1001 | CELL LIFT IMPELLER KIT, 5L | #VALUE!
M1176-1002 | CELL LIFT IMPELLER KIT, 7.5L | #VALUE!
M1176-1003 | MARINE BLADE IMPELLER KIT, 2.2L | 3045
M1176-1004 | MARINE BLADE IMPELLER KIT, 5L, INCL. RING SPARGER | 3191
M1176-1005 | MARINE BLADE IMPELLER KIT, 7.5L, INCL. RING SPARGER | 3444
M1176-1006 | PITCHED BLADE IMPELLER KIT, 2.2L, INCL. RING SPARGER | 3045
M1176-1007 | PITCHED BLADE IMPELLER KIT, 5L, INCL. RING SPARGER | 3199
M1176-1008 | PITCHED BLADE IMPELLER KIT, 7.5L, INCL. RING SPARGER | 3444
M1176-1012 | BASKET IMPELLER ASSY, 2.2L | #VALUE!
M1176-1013 | BASKET IMPELLER ASSY, 5L | #VALUE!
M1176-1016 | BASKET IMPELLER ASSY, 7.5L | #VALUE!
M1176-1030 | CELL LIFT IMP. KIT W/STAIN.STEEL SCREENS 7.5L | #VALUE!
M1176-2202 | HEATER ASSY BODY | 1527
M1176-3002 | IMPELLER BASKET ASSY 1.25L | #VALUE!
M1176-3003 | IMPELLER BASKET ASSY 3.5L | #VALUE!
M1176-3006 | IMPELLER BASKET ASSY 5L | #VALUE!
M1176-3012 | EXHAUST CONDENSER ASSY 1.25L | #VALUE!
M1176-3014C | Exhaust Condenser Assembly, 5L | #VALUE!
M1176-3020 | SCREEN BASE ASSY | 2679
M1176-3022 | SCREEN COVER ASSY | 2475
M1176-3040 | FOAM CHAMBER ASSY | 2579
M1176-3056 | Adjustable Stainless Steel Harvest tube (all Vessels) | 1419
M1176-3056C | HARVEST & LEVEL TUBE_CERTIFIED | #VALUE!
M1176-3058 | SCREEN BASE ASSY | 3544
M1176-3060 | SCREEN COVER ASSY | 1556
M1176-3076 | D.O. AMP. PC BOARD ASSY | 3590
M1176-3078 | OUTER CAGE ASSY | 3632
M1176-3082 | TOP BRACKET ASSY | 271
M1176-5010 | Motor Kit (all sizes) | #VALUE!
M1176-5110 | BEARING HOUSING ASSY | #VALUE!
M1176-5110C | BEARING HOUSING ASS'Y | #VALUE!
M1176-5200 | DECANTER ASSY FOR USE WITH MICROCARRIERS, 2.2L | #VALUE!
M1176-5207C | Pitched Blade Impeller Assembly | 3008
M1176-6812 | Spare Glass-Jacketed Vessel, 2.2L | 3411
M1176-6830 | Spare Glass-Jacketed Vessel, 5L | 4152
M1176-6850 | Spare Glass-Jacketed Vessel, 7.5L | #VALUE!
M1176-7001 | MAIN CONTROL PCB ASSY | 2180
M1176-7002 | LEVEL CONT.& DC DRIVE PCB ASSY | #VALUE!
M1176-7003 | D.O. AMP P.C.B. ASSY | 3232
M1176-7004 | DISPLAY PCB | 1468
M1176-7005 | SUPERBORD W/EPROM | #VALUE!
M1176-8017 | PUMP MOTOR ASSY | 1181
M1176-8101 | 4-GAS SOLENOID VALVE ASSY | #VALUE!
M1176-9003 | BUMPER FLAT GASKET TOP 1.25L | 20.4
M1176-9129 | BOTTOM PAD | 1169
M1176-9134 | BOTTOM PAD | 786
M1176-9154 | GASKET | 8.3
M1176-9158 | GASKET | 9.6
M1176-9160 | PLATE | 466
M1176-9181 | PLATE | 158
M1176-9216 | Air flow divider | 1227
M1176-9241 | PLUG 3/8 DIA | 63.6
M1176-9244 | OVERFLOW TUBE ASSY | 578
M1176-9250 | WELL, THERMISTOR | 965
M1176-9260 | COVER WELDMENT | 1202
M1176-9261 | IMPELLER WELD. & MACH. | #VALUE!
M1176-9264 | IMPELLER WELDMT & MACHINING | #VALUE!
M1176-9265 | IMPELLER WELDMENT & MACHINING | #VALUE!
M1176-9268 | COVER | 674
M1176-9274 | Counterflow Adapter for Recirculation of Media(all Vessels) | 1385
M1176-9278 | IMPELLER WELDING 5L | #VALUE!
M1176-9280 | IMPELLER WELDING 1.25L | #VALUE!
M1176-9290 | CONNR WELDMENT | 1701
M1176-9292 | SPL. SCRN COVER EXTRAC TOOL | 2633
M1176-9294 | IMPELLER WELDMENT & MACHINING | #VALUE!
M1176-9310 | SHORTING BAR | 72
M1176-9336 | SCREEN CAGE WELD & MACH 3 1/2L | 2592
M1176-9348 | DELRIN COVER | 208
M1176-9351 | PITCHED BLADE IMPELLER, 1.6, 2.2L, 3.3L, FOR BIOFLO 3000 | 1489
M1176-9352 | PITCHED BLADE IMPELLER, 5L, 6.6L, FOR BIOFLO 3000/4000 | 1552
M1176-9353 | D.O. ADAPTER | 624
M1176-9355 | RING SPARGER 3.5L | 1951
M1176-9357 | SHAFT | 491
M1176-9358 | SHAFT | 1073
M1176-9359 | SHAFT 5L | 982
M1176-9379 | FOAM LEAD | 375
M1176-9393 | ADAPTER THREADED 19MM | 190
M1176-9393C | THREADED ADAPTER 19mm | 1922
M1176-9397 | PLUG 3/16 | 140
M1176-9411 | CLAMPING RING (BOTTOM) | 1710
M1176-9429 | PORT MODIF 3/8 | 352
M1176-9431 | LOCKING RING | 924
M1176-9431C | LOCKING RING_CERTIFIED | 483
M1176-9458 | PORT 1/2 | 280
M1176-9502 | SPACER HOUSING | 811
M1176-9503 | ADAPTER | 570
M1176-9507 | BEARING HOUSING | 1643
M1176-9508 | BEARING SPACER | 185
M1176-9509 | SEAL HOUSING | 453
M1176-9510 | SPINDLE | 2013
M1176-9511 | SLINGER | 352
M1176-9512 | RETAINING RING | 271
M1176-9512C | RETAINING RING | 209
M1176-9516 | COLLAR NUT 19MM PORT | 217
M1176-9540 | DO Port Lenth Extender (same threads), 1-11/16 in | 853
M1176-9561 | NYLON COVER | 230
M1176-9566 | LEVEL TUBE | 483
M1176-9574 | CLAMPING RING (BOTTOM) | 1468
M1176-9575 | dO2 port length extender (same threads), 3-1/32 | 853
M1176-9576 | PLUG DO ADAPTER | 307
M1176-9578 | PLUG 3/4 | 144
M1176-9579 | dO2 port length extender (same threads), 3-1/4 | 853
M1176-9580 | CAP SCREW | 122
M1176-9582 | NUT 5/8 | 212
M1176-9584 | PLUG 5/8 | 636
M1176-9587 | ETFE SCREEN | 686
M1176-9591 | ETFE SCREEN,FOAM CHAMBER 3 1/2 | 541
M1176-9900 | BUMPER FLAT GASKET (TOP) | 44.1
M1176-9901 | BUMPER FLAT GASKET (BASE) | 60.3
M1176-9905 | INNER MAGNET MODIFIED | 616
M1176-9910 | BUMPER FLAT GASKET (BASE) | 31.6
M1176-9912 | BUSHING | 94.8
M1176-9913 | SILICONE RUBBER | 34.1
M1176-9914 | BUSHING | 90.3
M1176-9915 | SILICONE RUBBER 1.25L | 25.4
M1176-9921 | INNER SCREEN | 820
M1176-9923 | OUTER SCREEN | 907
M1176-9936 | INNER SCREEN | 487
M1176-9942 | OUTER SCREEN | 495
M1176-9945 | COVER | 903
M1176-9974 | GUIDE TOOL | 94.8
M1176-9976 | TUBING HOLDER | 72
M1177-9905 | ETFE SCREEN OF CAP | 915
M1180-0031 | Ingold gel pH/DO probe kit, BioFlo 5000, all sizes | #VALUE!
M1180-1012 | O-RING KIT,120L | 1701
M1180-3002 | POWER SUPPLY ASSY 110V 60HZ | #VALUE!
M1180-5000C | EXHAUST GAS CONDENSER | #VALUE!
M1180-5009 | Sterile Quick-Connect for bottom drain, for BioFlo 5000 | #VALUE!
M1180-5011 | SPARGER RING ASSY | 2974
M1180-5020 | BEARING HOUSING ASSY, 120L | #VALUE!
M1180-6000 | REPLMT. PARTS-CUST. 40L | #VALUE!
M1180-6002 | REPLMT. PARTS KIT-CUSTOMER 80L | #VALUE!
M1180-6003 | REPLMT. PARTS KIT-DEALER 80L | #VALUE!
M1180-6050 | 19mm ADD.VALVE REBUILD KIT | 134
M1180-6051 | 19mm SAMPLE VALVE REBUILD KIT | 134
M1180-6053 | 25mm SAMPLE VALVE REBUILD KIT | 139
M1180-7000 | SUPERBOARD | #VALUE!
M1180-7001 | SUPERBOARD | #VALUE!
M1180-7005 | SOLENOID DRIVER BD. D.C. | 1805
M1180-7006 | PCB ASS'Y, AIRFLOW INTERFACE | 1498
M1180-8005 | AIR CONTROL CABLE | 903
M1180-8015 | HARNESS SS RELAY DRIVE | 512
M1180-8016 | HARNESS FOAM DRIVER | 1506
M1180-9122 | BRACKET, PWM/DC CONV. ASSY | 998
M1180-9128 | BRACKET, POWER SUPPLY | 1560
M1180-9166 | TRAY, FLASK | 807
M1180-9203 | EXHAUST CONDENSER PLUG ASSY | 2612
M1180-9211 | Sparger Ring Weldment | 3299
M1180-9349 | Pitched Blade Impeller, BioFlo 5000-40L, BioFlo 6000-75L | 2758
M1180-9350 | PITCHED BLADE IMPELLER, BIOFLO 5000-80L & 120L, BIOFLO 6000-100L | 3811
M1180-9501 | SHAFR,(UPPER) AGITATION 120L | 2367
M1180-9913 | MANUAL, OPERATING BF5000 | 280
M1180-9914 | MANUAL, OPERATING BF5000 MFC | 280
M1180-9980 | 1/4 VCO CHECK VALVE KIT | 4152
M1180-9981C | 3/8 VCO CHECK VALVE KIT_CERTIFIED | #VALUE!
M1181-3010 | THERMOWELL ASSY 19MM | 2176
M1181-3022 | DO/PH AMP ASSY | 3465
M1181-3023 | DO/PH AMP. ASSY | 3465
M1181-3024 | POWER SUPPLY ASSY 115V | #VALUE!
M1181-5012 | AGITATION MOTOR ASSY 20L & 30L | #VALUE!
M1181-5334 | COUPLING HALF 5/8 MODIF. | 587
M1181-5336 | KEY | 36.6
M1181-7000 | SUPERBOARD | #VALUE!
M1181-7001 | DISPLAY CTRL PCB ASSY | 1543
M1181-7003 | PCB ASY, DISPL CNTL, W/RESET | 1377
M1181-7005 | POWER SUPPLY P.C.B. | 2384
M1181-7007 | DRIVE MOTOR PCB ASSY | 2796
M1181-8001 | RTD PROBE ASSY | 1277
M1181-8003 | HARNESS VESSEL LIGHT | 936
M1181-8019 | FAN ASSY 220VAC | 474
M1181-8030 | HARNESS DISPLAY MODULE | 248
M1181-8046 | HARNESS KEY PAD | 158
M1181-8050 | HARNESS AGITATOR MOTOR | 1468
M1181-8070 | HARNESS MOTOR DRIVE ASSY | 894
M1181-8080 | HEATER CABLE | 1003
M1181-9201 | AGITATOR IMPELLER | 2309
M1181-9204 | EXHAUST FOAM PROBE ELBOW ASSY | 986
M1181-9222 | VALVE SPOOL WELDMENT | 1244
M1181-9344 | GLAND | 578
M1181-9402 | CLAMP NUT_CERTIFIED | 499
M1181-9426 | INOCULATION CAP GASKET | 22
M1181-9439 | SPACER | 94.8
M1181-9464 | HANDLE | 428
M1181-9480 | BEARING & SEAL HOUSING | 1930
M1181-9487 | AXIS, BEARING | 397
M1181-9489 | BUSHING | 406
M1181-9904 | O-RING KIT | 1256
M1181-9911 | CAP ASSY | 711
M1181-9913 | MEMBRANE KEYPAD | 1098
M1181-9922 | SOCKET, MODIFICATION | 81.5
M1190-0002 | Innova 2000 Benchtop Open Air Shaker, 220/230V, 50/60Hz | #VALUE!
M1190-0003 | Innova 2000 Benchtop Open Air Shaker, 240V, 50/60Hz | #VALUE!
M1190-0012 | Innova 2050 Benchtop Open Air Shaker, 220/230V, 50/60Hz | #VALUE!
M1190-0013 | Innova 2050 Benchtop Open Air Shaker, 240V, 50/60Hz | #VALUE!
M1190-0260 | FRONT PANEL OVERLAY | 159
M1190-0300 | TABLE TOP FLAT SHEET ALUM. | 1556
M1190-0350 | Power Kit for Innova 2000 | 204
M1190-0360 | POWER KIT 220V/240V | 321
M1190-0370 | Power Kit, 220/240V, for Innova 2000/2050 | 273
M1190-0400 | BOTTOM PLATE 12 X 16 | 462
M1190-3000 | BOTTOM PLATE ASSY 12 X 16 | 1223
M1190-5100 | FRONT PANEL ASSY | 2471
M1190-5300 | TRANSFORMER ASSY (80VA) | 466
M1190-5320 | MOTOR/MTG. PLATE ASSY | 1851
M1190-5321 | MOTOR ASSEMBLY-SMALL SIZE | 1697
M1190-5902 | FOAM PAD 11 1/2 X 15 1/2 | 144
M1190-5912 | EPROM PROGRAMED | 158
M1190-6022 | BOTTOM PLATE ASSY | 699
M1190-6100 | Spare Parts Kit (for Innova 2000 and 2050) | 437
M1190-6330 | BEARING HOUSING ASSY | #VALUE!
M1190-6331 | BEARING HOUSING ASS'Y(.18 STR) | #VALUE!
M1190-6340 | BEARING ASSY | 393
M1190-7003 | P.C.B. ASSY MAIN CONTROL | 3187
M1190-7050 | PCB ASS'Y MAIN CONTROL | 1481
M1190-7060 | INNOVA TEMP. CONTROL P.C.B. | 2875
M1190-8100 | GROUND CABLE MOTOR | 31.6
M1190-8270 | Wiring Harness for Innova 2000 | 1181
M1190-9000 | 50 mL Erlenmeyer Clamp with spring retainer (for Biological Shakers) | 78.6
M1190-9001 | 125 mL Erlenmeyer Clamp with spring retainer (for Biological Shakers) | 82.8
M1190-9002 | 250 mL Erlenmeyer Clamp with spring retainer (for Biological Shakers) | 118
M1190-9003 | 500 mL Erlenmeyer Clamp with spring retainer (for Biological Shakers) | 140
M1190-9004 | 25 mL Erlenmeyer Clamp (for Biological Shakers) | 74.5
M1190-9005 | 2 L Lauber Clamp with spring retainer (for Biological Shakers) | 420
M1190-9317 | MOUNT PLATE MOTOR | 99.4
M1190-9401 | PULLEY | 1073
M1190-9416 | BEARING HOUSING TOP | 176
M1190-9430 | MAINTENANCE CALIBRATER | 325
M1190-9500 | Casting | 265
M1190-9501 | FOAM PAD | 63.6
M1190-9900 | Universal Platform (for Innova 2050) | 2105
M1190-9901 | 10 mL Erlenmeyer Flask Dedicated Platform (for Innova 2050) | 3469
M1190-9902 | 25 mL Erlenmeyer Flask Dedicated Platform (for Innova 2050) | 2754
M1190-9903 | 50 mL Erlenmeyer Flask Dedicated Platform (for Innova 2050) | 2662
M1190-9904 | 125 mL Erlenmeyer Flask Dedicated Platform (for Innova 2050) | 2754
M1190-9905 | 250 mL Erlenmeyer Flask Dedicated Platform (for Innova 2050) | 2471
M1190-9906 | 500 mL Erlenmeyer Flask Dedicated Platform (for Innova 2050) | 2172
M1190-9907 | Utility Carrier holds a variety of glassware between rubber-cushioned cross bars (for Innova 2050) | 2558
M1190-9908 | Utility Tray with non-skid rubber surface (for Innova 2050) | 2267
M1190-9909 | Temperature + Speed Monitoring Kit (for Innova 2000) | 4089
M1190-9910 | Capacity Upgrade Kit,converts Innova Model 2000 to a Model 2050 | 1964
M1190-9911 | 1 L Erlenmeyer Flask Dedicated Platform (for Innova 2050) | 2109
M1190-9915 | 50 mL Erlenmeyer Flask Dedicated Platform (for Innova 2000/Excella E1+E2) | 1701
M1190-9916 | 125 mL Erlenmeyer Flask Dedicated Platform (for Innova 2000/Excella E1+E2) | 1701
M1190-9917 | 250 mL Erlenmeyer Flask Dedicated Platform (for Innova 2000/Excella E1+E2) | 1801
M1190-9918 | 500 mL Erlenmeyer Flask Dedicated Platform (for Innova 2000/Excella E1+E2) | 1801
M1190-9919 | 25 mL Erlenmeyer Flask Dedicated Platform (for Innova 2000/Excella E1+E2) | 1801
M1190-9920 | Rod Kit for Utility Carrier (one additional rod) (for Innova 2050) | 736
M1190-9921 | Kit, Starter, Clamps | 1423
M1190-9970 | MANUAL, OPERATING (2000) | 86.1
M1191-0002 | Innova 2300 1 Orbit (2.5cm) Benchtop Open Air Shaker, 220/230V, 50/60Hz | #VALUE!
M1191-0003 | Innova 2300 1 Orbit (2.5cm) Benchtop Open Air Shaker, 240V, 50/60Hz | #VALUE!
M1191-0012 | Innova 2350 1 Orbit (2.5cm) Benchtop Open Air Shaker, 220/230V, 50/60Hz | #VALUE!
M1191-0013 | Innova 2350 1 Orbit (2.5cm) Benchtop Open Air Shaker, 240V, 50/60Hz | #VALUE!
M1191-0022 | Innova 2300 2 Orbit (5.1cm) Benchtop Open Air Shaker, 220/230V, 50/60Hz | #VALUE!
M1191-0023 | Innova 2300 2 Orbit (5.1cm) Benchtop Open Air Shaker, 240V, 50/60Hz | #VALUE!
M1191-0032 | Innova 2350 2 Orbit (5.1cm) Benchtop Open Air Shaker, 220/230V, 50/60Hz | #VALUE!
M1191-0033 | Innova 2350 2 Orbit (5.1cm) Benchtop Open Air Shaker, 240V, 50/60Hz | #VALUE!
M1191-0320 | Power Kit, 220/240V, for Innova 2100/2150 | 433
M1191-0330 | RETAINING WASHER | 20.4
M1191-4000 | MOTOR ASSY W/BRACKET | 2683
M1191-4001 | MOTOR ASSY (LARGE) | 2221
M1191-5000 | LEFT FRONT OUTRIGGER ASSY | 162
M1191-5001 | RIGHT FRONT OUTRIGGER ASSY | 190
M1191-5002 | LEFT REAR OUTRIGGER ASSY | 176
M1191-5003 | RIGHT REAR OUTRIGGER ASSY | 176
M1191-5300 | TRANSFORMER ASSY 130VA | 524
M1191-6102 | Spare Kit (for Innova 2300/2350) | 437
M1191-6180 | FRONT COVER INN.2000 | 903
M1191-6331 | BEARING HOUSING ASSY | #VALUE!
M1191-6332 | BEARING HOUSING ASSY 2 STROKE | #VALUE!
M1191-8010 | HARNESS RECORDER WIRING | 240
M1191-8102 | MOTOR GROUND CABLE | 76.5
M1191-8270 | CONTROL HARNESS | 1726
M1191-9000 | PULLEY MOTOR - PAINTING | 167
M1191-9300 | PLATE, REMOVABLE | 280
M1191-9350 | BRACKET LARGE MOTOR | 144
M1191-9400 | WASHER/GASKET | 22
M1191-9407 | MAIN SHAFT 1 STROKE | 1098
M1191-9425 | MAIN SHAFT 2 STROKE | 2038
M1191-9426 | IDLER SHAFT 2 STROKE | 1398
M1191-9904 | Quick-Change Platform Kit (for Innova 2300) | 1909
M1191-9905 | Capacity Upgrade Kit,converts Model Innova 2300 to a Model 2350 | 2013
M1191-9908 | 50 mL Erlenmeyer Flask Dedicated Platform (for Innova and Excella Shakers) | #VALUE!
M1191-9909 | 125 mL Erlenmeyer Flask Dedicated Platform (for Innova and Excella Shakers) | #VALUE!
M1191-9910 | 250 mL Erlenmeyer Flask Dedicated Platform (for Innova and Excella Shakers) | #VALUE!
M1191-9911 | 500 mL Erlenmeyer Flask Dedicated Platform (for Innova and Excella Shakers) | #VALUE!
M1191-9912 | 125 mL Erlenmeyer Flask Dedicated Platform (for Innova 2350) | #VALUE!
M1191-9913 | 250 mL Erlenmeyer Flask Dedicated Platform (for Innova 2350) | #VALUE!
M1191-9914 | 500 mL Erlenmeyer Flask Dedicated Platform (for Innova 2350) | #VALUE!
M1191-9970 | MANUAL, OPERATING (2300) | 72
M1192-2000 | RH Cover, Moulding Assy | 97.3
M1192-3200 | RELAY & BRACKET ASSY | 1760
M1192-4200 | TEMPERATURE SIMULATOR 37.5C | 657
M1192-6002 | Spare Parts Kit (for Innova 4000 and 4080) | 503
M1192-7050 | PCB ASS'Y TEMP. CONTROL | 1377
M1192-8010 | RECORDER WIRING HARNESS | 240
M1192-9120 | SPACER COVER SUPPORT | 29.1
M1192-9121 | SCREEN ENCLOSURE | 149
M1192-9200 | UPPER BEARING HSG MACHINING | 686
M1192-9209 | UPPER PLATE WELDMENT | 53.7
M1192-9328 | HINGE - COVER | 190
M1192-9330 | BRACKET - MAGNET | 72
M1192-9401 | MAIN SHAFT 3/4 STROKE | 1273
M1192-9406 | PULLEY 6.17 O.D. | 936
M1192-9407 | WASHER/GASKET | 8.3
M1192-9408 | RUBBER PAD | 8.3
M1192-9410 | COVER MOULDING,BOTT. RH SIDE | 86.1
M1192-9426 | CAP - VENT | 99.4
M1192-9901 | Quick- Change Platform Kit (for Innova and Excella Shakers 4000+4080/4200+ 4230) | 1801
M1192-9904 | RETAINING CLIP | 149
M1192-9910 | INSULATION HEATER | 8.3
M1192-9912 | COVER MOULDING KITS FIELD SERV | 1219
M1192-9980 | MANUAL, OPERATING (4000) | 122
M1193-2003 | PUSH ROD ASSY | 1082
M1193-3001 | CABLE ASSY | 76.5
M1193-4000 | HINGE ASSY, L.H | 495
M1193-4010 | HINGE ASSY, R.H. | 532
M1193-5103 | TOP COVER ASSY | #VALUE!
M1193-6331 | BEARING HOUSING | #VALUE!
M1193-8002 | RTD CABLE | 869
M1193-8004 | C0VER CABLE ASSY (4300) | 1352
M1193-8200 | BASE HARNESS ASSY (4340) | 2013
M1193-8270 | MAIN HARNESS ASSY | 2201
M1193-9130 | BRACKET-TEMP. CONTROL | 302
M1193-9218 | VENT WELDMENT | 462
M1193-9225 | EVAPORATOR BOX SPOT WELDING | 1855
M1193-9336 | Front Panel for I2500 Shaker | 181
M1193-9359 | Magnetic Switch Plate for Innova 4300 and I2500 | 47.8
M1193-9365 | CABLE BRACKET | 53.7
M1193-9366 | CABLE BRACKET | 81.5
M1193-9367 | PLATE, STRIKER | 27.9
M1193-9400 | TANK SUPPORT ROD | 20.4
M1193-9403 | COUNTERWEIGHT 1 STROKE | 882
M1193-9407 | WASHER/GASKET | 25.4
M1193-9412 | PUSH ROD | 76.5
M1193-9414 | PULLEY, DRIVEN | 388
M1193-9417 | RETAINER BEARING | 217
M1193-9418 | MAIN SHAFT 1 STROKE | 1423
M1193-9446 | GIRDLE TUBE | 9.6
M1193-9462 | TIMER BRACKET | 366
M1193-9507 | LAMP COVER PANEL | 616
M1193-9901 | GASKET MAGNETIC | 167
M1193-9902 | WINDOW | 462
M1193-9911 | Pedal Pad | 5.8
M1193-9912 | INSULATOR P.C.B. | 9.6
M1193-9928 | LIFT SPRING | 20.4
M1193-9933 | MAGNETIC GASKET | 445
M1193-9940 | INSULATION HEATER BOX RH SIDE | 20.4
M1193-9949 | COOLING COIL | 765
M1194-0001 | Innova 2100 Benchtop Open Air Shaker, 100V, 50/60Hz | #VALUE!
M1194-0002 | Innova 2100 Benchtop Open Air Shaker, 220/230V, 50/60Hz | #VALUE!
M1194-0003 | Innova 2100 Benchtop Open Air Shaker, 240V, 50/60Hz | #VALUE!
M1194-0012 | Innova 2150 Benchtop Open Air Shaker, 220/230V, 50/60Hz | #VALUE!
M1194-0013 | Innova 2150 Benchtop Open Air Shaker, 240V, 50/60Hz | #VALUE!
M1194-0230 | PULLEY 2.25 O. D. 2 BELTS | 528
M1194-0270 | RETAINING WASHER | 8.3
M1194-3000 | PLASTIC SUBPLATFORM ASSY | 1452
M1194-6110 | I26, Base Weldment | 1323
M1194-6330 | BEARING HOUSING ASSY 3/4 | #VALUE!
M1194-6331 | BEARING HOUSING ASSEMBLY .187 | #VALUE!
M1194-7002 | PCB ASSY, MAIN CONTROL | 1664
M1194-7050 | P.C.B. ASS'Y, MAIN CONTROL | 1402
M1194-7051 | PCB Ass'y, Main Control | 1028
M1194-8000 | RTD ASSY | 998
M1194-8270 | MAIN HARNESS ASSY | 1023
M1194-9302 | COUNTERWEIGHT W/CLEAR HOLES | 262
M1194-9371 | OUTRIGGER-FRONT(R.H) | 177
M1194-9376 | SHOCK MOUNT(FRONT) | 206
M1194-9424 | RUBBER MAT | 293
M1194-9429 | WASHER/GASKET | 8.3
M1194-9432 | MAT, UTILITY CARRIER | 86.1
M1194-9437 | RUBBER TUBING | 31.6
M1194-9438 | ROD, UTILITY CARRIER | 203
M1194-9450 | MAIN SHAFT .187 STROKE | 1735
M1194-9451 | LOCK ROD ASSY | 415
M1194-9452 | UTILITY CARRIER ROD | 253
M1194-9455 | PULLEY 8 3/4 O.D | 1664
M1194-9903 | 50 mL Erlenmeyer Flask Dedicated Platform, Phenolic Resin (for Innova and Excella Shakers) | 3919
M1194-9904 | 125 mL Erlenmeyer Flask Dedicated Platform, Phenolic Resin (for Innova and Excella Shakers) | 3340
M1194-9905 | 250 mL Erlenmeyer Flask Dedicated Platform, Phenolic Resin (for Innova and Excella Shakers) | 3461
M1194-9906 | 500 mL Erlenmeyer Flask Dedicated Platform (for Innova and Excella Shakers) | 3340
M1194-9907 | 1L Erlenmeyer Flask Dedicated Platform (for Innova and Excella Shakers) | 3195
M1194-9908 | 2L Erlenmeyer Flask Dedicated Platform (for Innova and Excella Shakers) | 3195
M1194-9909 | Utility Carrier holds glassware between rubber- cushioned cross bars (for Innova and Excella Shakers) | 2820
M1194-9910 | Utility Tray with non-skid rubber surface (for Innova and Excella Shakers) | 2567
M1194-9912 | Universal Platform (for Innova 2150) | 3340
M1194-9915 | 50 mL Erlenmeyer Flask Dedicated Platform (for Innova 2150) | #VALUE!
M1194-9916 | 125 mL Erlenmeyer Flask Dedicated Platform (for Innova 2150) | #VALUE!
M1194-9917 | 250 mL Erlenmeyer Flask Dedicated Platform (for Innova 2150) | #VALUE!
M1194-9918 | 500 mL Erlenmeyer Flask Dedicated Platform (for Innova 2150) | #VALUE!
M1194-9919 | 1L Erlenmeyer Flask Dedicated Platform (for Innova 2150) | 3852
M1194-9920 | 2L Erlenmeyer Flask Dedicated Platform (for Innova 2150) | 3195
M1194-9921 | Utility Carrier holds a variety of glassware between rubber-cushioned cross bars (for Innova 2150) | 3195
M1194-9922 | Utility Tray with non-skid rubber surface (for Innova 2150) | 2991
M1194-9923 | Rod Kit for Utility Carrier (for Innova and Excella Shakers) | 878
M1194-9924 | Temperature & Speed Monitoring Kit (for Innova 2100, 2150, 2300 + 2350) | #VALUE!
M1194-9925 | Rod Kit for Utility Carrier (one additional rod) (for Innova 2150) | 882
M1194-9926 | Capacity Upgrade Kit to convert a Innova Model 2100 to a Model 2150 | 1964
M1194-9927 | Quick-Change Platform Kit (for Innova 2150) | 1801
M1194-9980 | Operating Manual, Innova 2100/2150 Shaker | 86.1
M1194-9981 | MANUAL OPERATING .180 ST. | 90.3
M1194-9982 | MANUAL, OPERATING (2100) | 280
M1195-0360 | Power Kit 220/240V-50/60 Hz, for Innova 3100 | 1077
M1195-1020 | Space-Saving Dolly (for Innova 3100) | 2820
M1195-3010 | LEVEL CONTROL ASSY | 1498
M1195-3020 | LEVEL CONTROL UNIT | 1377
M1195-4001 | MOTOR ASSEMBLY-MED SIZE | 1756
M1195-8001 | RTD ASSEMBLY | 807
M1195-9208 | LEVEL CONTROL WELDMENT | 716
M1195-9322 | BAFFLE FRONT | 172
M1195-9323 | BAFFLE REAR | 131
M1195-9405 | LEVEL CONTROL TUBE | 120
M1195-9407 | HOUSING SEAL - BOTTOM | 23.3
M1195-9420 | Tank Shaft Gasket for Innova 3000/3100 Water Bath Shaker | 2
M1195-9426 | 3/8 I.D. HOSE AK SILICHEM | 94.4
M1196-0002 | Innova 5000 Multi-Tier Shaker, 2 in (5.1 cm) Orbit, 220V, 50/60H | #VALUE!
M1196-0003 | Innova 5000 Multi-Tier Shaker, 2 in (5.1 cm) Orbit, 240V, 50/60Hz | #VALUE!
M1196-3000 | PLATFORM LOCKING HANDLE ASSY | 384
M1196-3010 | FOOT ASSY | 924
M1196-3100 | IDLER HOUSING ASSY | #VALUE!
M1196-3200 | UPPER DRIVE SHAFT ASSY | #VALUE!
M1196-3300 | 1 ECC. MAIN SHAFT ASSY | #VALUE!
M1196-3400 | STEADY REST BRG ASSY | 3569
M1196-3500 | MAIN BEARING HOUSING ASSY | #VALUE!
M1196-5200 | CONTROL BOX ASSY | #VALUE!
M1196-5300 | TRANSFORMER ASSY | 1003
M1196-7001 | DRIVE MOTOR P.C.B. ASSY | #VALUE!
M1196-7050 | MASTER CONTROL P.C.B. ASS'Y | 3124
M1196-8000 | Internal Power Cable | 194
M1196-8020 | Power Wiring Harness | 161
M1196-8030 | INTERNAL DRIVE CABLE HARNESS | 249
M1196-8060 | HARNESS LED | 66.6
M1196-8070 | POWER CORD | 487
M1196-8081 | CABLE ASSEMBLY - MOTOR | 957
M1196-9200 | Upper Drive Shaft, Wldmnt | 3474
M1196-9447 | UNIVERSAL PLATFORM, FOR INNOVA 5000 | #VALUE!
M1196-9500 | O-RING MODIFIED | 20.4
M1196-9900 | 125 mL Erlenmeyer Flask Dedicated Platform (for Innova 5000) | #VALUE!
M1196-9901 | 250 mL Erlenmeyer Flask Dedicated Platform (for Innova 5000) | #VALUE!
M1196-9902 | 500 mL Erlenmeyer Flask Dedicated Platform (for Innova 5000) | #VALUE!
M1196-9903 | 1 L Erlenmeyer Flask Dedicated Platform (for Innova 5000) | #VALUE!
M1196-9904 | 2 L Erlenmeyer Flask Dedicated Platform (for Innova 5000) | #VALUE!
M1196-9905 | 2.8 L Fernbach Flask Dedicated Platform (for Innova 5000) | #VALUE!
M1196-9906 | 4 L Erlenmeyer Flask Dedicated Platform (for Innova 5000) | #VALUE!
M1196-9907 | 6 L Erlenmeyer Flask Dedicated Platform (for Innova 5000) | #VALUE!
M1196-9911 | MAIN CONT. PCB REPLACMT KIT | 3698
M1196-9914 | MOTOR FIELD SERVICE KIT | #VALUE!
M1196-9980 | MANUAL, OPERATING (5000) | 76.5
M1197-0050 | MANUAL, OPERATING | 126
M1197-0051 | MANUAL, SHAKER | 126
M1197-0260 | SWITCH PANEL OVERLAY | 225
M1197-0501 | LOCKING KNOB ASSY | 352
M1197-0502 | BASE PLATFORM ASSY QUICK CHG. | 3432
M1197-2500 | MICROPLATE PLATFORM, FOR INNOVA 4900 SHAKER | #VALUE!
M1197-5000 | MASTER KEY PANEL | 986
M1197-5200 | MASTER CONTROL PANEL ASSY | 3440
M1197-5701 | BALLEST ASSY | 1485
M1197-6330 | 2 STROKE BEARING HOUSG. ASSY | #VALUE!
M1197-6331 | BEARING HOUSING ASSY 1 STROKE | #VALUE!
M1197-7002 | HUMIDITY CONTROLLER ASSY | 2554
M1197-7050 | MASTER CONTROL P.C.B. ASS'Y | 2791
M1197-7051 | P.C.B. ASS'Y ENVIR.CHMBR. | #VALUE!
M1197-8111 | CABLE ASSY LIGHT | 907
M1197-8120 | MOTOR CABLE ASSY | 1452
M1197-8130 | MOTOR CABLE ASSY | 1493
M1197-8190 | HUMIDITY HEATER ASSY SNSR CBL | 325
M1197-8500 | SENSOR PROBE HUMIDITY | 1735
M1197-9216 | PLATFORM RETAINER WELDMENT | 397
M1197-9217 | SHAKER MOUNTING RAIL WELD | 339
M1197-9334 | PLATFORM RAIL UPPER | 185
M1197-9418 | MOUNTING BLOCK | 948
M1197-9428 | SHIPPING KIT | 2521
M1197-9434 | EXTRACTOR PLATE KIT | 415
M1197-9474 | CALIBRATER - MAINTENANCE | 81.5
M1197-9902 | INNOVA 4900 SHAKER, 2, SLIDE-OUT | #VALUE!
M1197-9904 | 125ML ERLENMEYER PLATFORM, SLIDE-OUT, FOR INNOVA 4900 | #VALUE!
M1197-9905 | 250ML ERLENMEYER PLATFORM, SLIDE-OUT, FOR INNOVA 4900 | #VALUE!
M1197-9906 | 500ML ERLENMEYER PLATFORM, SLIDE-OUT, FOR INNOVA 4900 | #VALUE!
M1197-9908 | 2L ERLENMEYER PLATFORM SLIDE-OUT, FOR INNOVA 4900 | 3973
M1197-9909 | UNIVERSAL PLATFORM, SLIDE-OUT, FOR INNOVA 4900 | 3956
M1197-9913 | SHAKER CONTROL PANEL ASSY | #VALUE!
M1197-9915 | 4L ERLENMEYER PLATFORM, SLIDE-OUT, FOR INNOVA 4900 | #VALUE!
M1197-9916 | 6L ERLENMEYER PLATFORM, SLIDE-OUT, FOR INNOVA 4900 | #VALUE!
M1197-9919 | OPTIONAL INCUBATOR SHELF, FOR INNOVA 4900 | 1132
M1197-9920 | MASTER CONT. PCB REPLACMT. KIT | 3461
M1197-9923 | UNIVERSAL PLATFORM, LIFT-OUT, FOR INNOVA 4900 | 3956
M1197-9925 | 125ML ERLENMEYER PLATFORM, LIFT-OUT, FOR INNOVA 4900 | #VALUE!
M1197-9927 | 500ML ERLENMEYER PLATFORM, LIFT-OUT, FOR INNOVA 4900 | #VALUE!
M1197-9930 | 2800ML FERNBACH PLATFORM, LIFT-OUT, FOR INNOVA 4900 | #VALUE!
M1197-9931 | 4L ERLENMEYER PLATFORM, LIFT-OUT, FOR INNOVA 4900 | #VALUE!
M1197-9932 | 6L ERLENMEYER PLATFORM, LIFT-OUT, FOR INNOVA 4900 | #VALUE!
M1197-9981 | MANUAL, OPERATING (4900)SHAKER | 86.1
M1214-5002 | Pitched Blade Impeller, BioFlo IV-20L & 30L, BioFlo 4500-20L | #VALUE!
M1214-5011 | Syringe/Septum Assy for 28mm ports, includes Septum Cover, 3mm bore syringe, for | 1959
M1214-5012 | SYRINGE ASSEMBLY | 1897
M1214-5013 | SYRINGE ASSY, 6.5mm BORE | 2592
M1214-5900 | EPROM PROGRAMMED | 307
M1214-6020 | LEVEL SWITCH ASSY SERVICE | 2313
M1214-7002 | LEVEL CONTROL/DC DRIVE PCB | 3453
M1214-7011 | PWM-DC CONVERT PCB ASSY | 1843
M1214-8004 | HARNESS STEAM GENERATOR | 144
M1214-8081 | THERMOCOUPLE CABLE | 271
M1214-9224 | SYRINGE WELDMENT | 1556
M1214-9225 | PROTECTING TUBE | 907
M1214-9900 | MANUAL, OPERATING BF4 | 126
M1217-7005 | SUPERBOARD WITH EPROM | #VALUE!
M1218-4200 | CARD CAGE ASSY W MOTHERBOARD | #VALUE!
M1218-5906 | EPROM PROGRAMMED,BIOCMD | 388
M1218-5933 | BIOCOMMAND EPROM PROGRAMMED | 915
M1218-7003 | TEMPERATURE AGITATION BOARD | #VALUE!
M1218-7004 | GENERAL INPUT/OUTPUT PC BOARD | #VALUE!
M1218-7005 | ISOLATED INPUT/OUTPUT | #VALUE!
M1218-7006 | FERMENTATION BACKPLANE BD | 1427
M1218-7007 | DO/PH AMPLIFIER BOARD | 4039
M1218-7008 | SOLID ST RELAY BD ACOUT | 2209
M1218-7009 | SOLID ST RELAY BD DCOUT | #VALUE!
M1218-7015 | POWER SUPPLY ASS'Y | 1319
M1218-7050 | RS232 INTERFACE BOARD | 782
M1218-7051 | SEXCOMM PCB BOARD | 1136
M1218-8010 | RS-232 CABLE 6 FT. | 136
M1218-8039 | EXTERNAL COMPUTER CBL | 1023
M1218-9610 | OVERLAY, POWER SUPPLY ASSY | 911
M1219-3020 | HEATER ASSY | 2063
M1219-3024 | POWER SUPPLY ASSY | #VALUE!
M1219-7000 | SUPERBOARD | #VALUE!
M1219-9150 | SAMPLER TUBE WELDMENT | 1377
M1219-9170 | KNOB SCREW, TOP | 512
M1219-9180 | GASKET | 25.4
M1219-9234 | CONDENSER WELDMENT & MACHINING | 2700
M1219-9240 | BAFFLE ASSEMBLY | 1423
M1219-9426 | KNOB SCREW_CERTIFIED | 545
M1219-9926 | HEATER | 1656
M1220-7000 | MAIN CONTROL P.C.B. ASSY | 3091
M1220-9601 | KEYPAD, GAS MIXER | 1003
M1222-0091 | Spare parts kit / accessories | 815
M1222-3010 | Spinner Impeller Assy | 1028
M1222-3012 | Plug for tubing | 94.8
M1222-9202 | SPARGER WELDMENT | 1161
M1222-9204 | SCREEN BOTTOM WELDMENT | 2579
M1222-9206 | SCREEN COVER WELDMENT | 1310
M1222-9208 | Hose barbed SS Inlet/Outlet, for older 25mm side ports | 632
M1222-9210 | Middle Screen | 428
M1222-9218 | Hose barbed SS Inlet/Outlet, for 33mm side ports | 624
M1222-9438 | SCREW #6-32 | 58.7
M1222-9440 | BUSHING | 271
M1222-9900 | MANUAL, OPERATING | 72
M1222-9903 | Inner Glass tube | 126
M1222-9904 | Glass jar w/33 side ports | 982
M1222-9905 | Rubber Gasket (top) | 30.4
M1222-9908 | Teflon plate for 33mm side port | 27
M1222-9910 | Rubber Gasket (side) 33mm side ports | 23.3
M1222-9919 | Tubing Kit for bubble free sparging | 293
M1223-8000 | RTD ASSY | 1098
M1224-0005 | PourMatic MP-1000, Automated Plate Pouring System, Plate size 60mm, 220V, 50Hz | #VALUE!
M1224-0006 | PourMatic MP-1000, Automated Plate Pouring System, Plate size 100mm, 220V, 50Hz | #VALUE!
M1224-0071 | SHIPPING KIT, MP-1000 240V | 2263
M1224-0100 | Conversion Kit from 60 mm to 100 mm plates (for PourMatic) | #VALUE!
M1224-0110 | Dual Nozzle Kit for Pouring Bi-Plates (for PourMatic) | #VALUE!
M1224-0160 | Conversion Kit from 100 mm to 60 mm plates (for PourMatic) | #VALUE!
M1224-3000 | Dispensing Line Kit, incl. stainless steel plug-in deflecting nozzle,12 ft. (3.7m) silicone tubing, 2 | 1173
M1224-3001 | PUMP ASSY 115V 60HZ | 3524
M1224-3002 | MOTOR ASSEMBLY | 2891
M1224-5000 | TABLE, TRANSFER ASSY, 60mm | #VALUE!
M1224-5001 | TABLE, TRANSFER ASSY, 100mm | 2837
M1224-5011 | Flipper Assembly | 516
M1224-5012 | NOZZLE ASS'Y DUAL | 2018
M1224-5013 | TRAY ASSEMBLY | 487
M1224-5031 | ELEVATOR ASSY 100mm | #VALUE!
M1224-5100 | STATIONARY PLATFORM ASSY 100mm | #VALUE!
M1224-7000 | MAIN CONTROL PCB ASSY | 2300
M1224-7001 | PC BOARD, DISPLAY | 1181
M1224-7010 | KEYPAD OVERLAY ASSY MP-1000 | 1631
M1224-9100 | SPRING, CAROUSEL ROD | 271
M1224-9124 | SHIM, SENSOR | 63.6
M1224-9125 | SHIM-ELEVATOR | 140
M1224-9127 | 60MM STACKING PLATE | 144
M1224-9128 | LOCKING PLATE | 199
M1224-9200 | Dispensing Nozzle, stainless-steel (spare) (for PourMatic) | 928
M1224-9201 | OVERFLOW TUBE | 1165
M1224-9206 | SENSOR DISK ASSEMBLY | 357
M1224-9401 | SUPPORT, TRANSFER TABLE | 428
M1224-9406 | PLATFORM, ELEVATOR, 60mm | 176
M1224-9416 | SCREW, TRANSFER TABLE | 126
M1224-9427 | COUPLING, PUMP MOTOR | 753
M1224-9428 | TABLE, TRANSFER, MACH. 100MM | #VALUE!
M1224-9740 | Foot Pedal Pump Switch (for PourMatic) | 2105
M1224-9806 | SHROUD, FINISH | 2388
M1224-9900 | PUMP MODIFICATION | 2122
M1224-9902 | MANUAL OPERATING, MP-1000 | 109
M1224-9950 | OPTIC SENSOR KIT ASS'Y | 1389
M1224-9960 | PUMP REPLACEMENT KIT | 2825
M1226-0808 | Motor Kit, 6.6 L BioFlo III & 3000 | #VALUE!
M1226-9408 | ADDITION PORT | 122
M1226-9409 | SPACER HOUSING | 503
M1226-9410 | PORT MODIF 1/4 SPARGER | 357
M1226-9414 | PLUG 1/4 | 63.6
M1226-9416 | PLUG 3/16 | 230
M1226-9418 | PLUG 1/2 | 81.5
M1226-9431 | PLUG - D.O. ADAPTER | 487
M1226-9432 | CLAMPING RING TOP 5L | 1535
M1226-9434 | COLLAR NUT, 19MM | 388
M1226-9446 | PG13.5 thread adapter for 3/8 inNPT port, 3-5/8 in | 853
M1226-9921 | Septum Insert for Side Wall Port, for BioFlo 3000 | 1181
M1227-3004 | BEARING HOUSING ASSY 10L | #VALUE!
M1227-3015 | DEBUBBLER ASSY | 1864
M1227-3018 | PLUG ASSY, CONDENSER | 799
M1227-3020 | FLEX HOSE JACKET WATER IN | 1319
M1227-3021 | FLEX HOSE JACKET WATER OUT | 1319
M1227-3022 | FLEX HOSE CONDENSER WATER IN | 293
M1227-3023 | FLEX HOSE CONDENSER WATER OUT | 293
M1227-3030 | POWER SUPPLY ASSY (MOTOR) | 1577
M1227-4001 | Adapter kit 19 to 12 mm 1.25L | 3973
M1227-4020 | DOOR ASSY | #VALUE!
M1227-5003 | Adapter kit 19 to 12 mm | 1244
M1227-7005 | SUPERBOARD W/EPROM | #VALUE!
M1227-9104 | SHIELD | 208
M1227-9110 | MIDDLE BAFFLE PLATES | 428
M1227-9206 | TUBE ASSY, WATER OUT | 397
M1227-9226 | BAFFLE WELDMENT | 1194
M1227-9231 | Angled Autoclave Rack, low profile for 14 L vessels (for BioFlo 310) | 2800
M1227-9409 | CLAMPING RING BOTTOM | 1735
M1227-9449 | SHAFT, BEARING HOUSING | 1181
M1227-9451 | ADAPTER BEARING HOUSING | 998
M1227-9458 | Spacer Housing | 516
M1227-9465 | CLAMPING RING TOP | 1681
M1227-9469 | COLLAR NUT 25MM PORT | 541
M1227-9901 | Glass tube reactor w/ side ports14L | 3191
M1227-9903 | BUMPER 10L | 45.3
M1227-9934 | BELT | 37.4
M1227-9935 | CASE OF SAMPLE VIALS & CAPS, HOLDS 25ML | 620
M1228-0019 | Screen & O-Ring Kit for Cell Lift Impeller, 14L | 1231
M1228-0020 | AIR WASH KIT FOR INCREASING OXYGEN TRANSFER RATE, 7.5L TOTAL | #VALUE!
M1228-0021 | AIR WASH KIT FOR INCREASING OXYGEN TRANSFER RATE, 5L TOTAL | #VALUE!
M1228-0022 | AIR WASH KIT FOR INCREASING OXYGEN TRANSFER RATE, 2.2L TOTAL | #VALUE!
M1228-0023 | AIR WASH KIT FOR INCREASING OXYGEN TRANSFER RATE, 14L TOTAL | #VALUE!
M1228-0100 | Vessel O-Rings, CelliGen Plus Vess Assy, 14L Total | 1776
M1228-0109 | Ingold Gel pH & DO Probe Kit, Stirred tank, 14L Total | #VALUE!
M1228-0115 | Ingold Gel pH & DO Probe Kit, Stirred tank, 2.2L Total | #VALUE!
M1228-0120 | PERFUSION KIT, 5L | #VALUE!
M1228-0122 | PERFUSION KIT, 14L | #VALUE!
M1228-0123 | Tubing Kit for gas connections to CelliGen Plus prior to 1/1/2000 | 1152
M1228-0135 | Ingold Gel pH & DO Probe Kit, Stirred tank, 5L Total | #VALUE!
M1228-0150 | Ingold Gel pH & DO Probe Kit, Stirred tank, 7.5L Total | #VALUE!
M1228-0211 | Ingold Gel pH & DO Probe Kit, Basket only, 2.2L & 5L Total vol | #VALUE!
M1228-0215 | INGOLD GEL PH & DO PROBE KIT, BASKET ONLY, 7.5L TOTAL | #VALUE!
M1228-0217 | Ingold Gel pH & DO Probe Kit, Basket only, 14L Total | #VALUE!
M1228-0310 | INGOLD BOTTOM DO KIT FOR BASKET, 14L | #VALUE!
M1228-1010 | CelliGen Plus Bioreactor Assy, 14L Total | #VALUE!
M1228-1012 | PITCHED BLADE IMPELLER KIT, 14L TOTAL, INCL. RING SPARGER | 3981
M1228-1013 | MARINE BLADE IMPELLER KIT, 14L TOTAL, INCL. RING SPARGER | 3590
M1228-1014 | CELL LIFT IMPELLER KIT, 14L TOTAL | #VALUE!
M1228-1015 | BASKET IMPELLER ASSY, 14L TOTAL | #VALUE!
M1228-3002 | SPIN FILTER IMPELLER, 2.2L TOTAL, W/SUSPENSION CELLS, INCL. DIP TUBE | #VALUE!
M1228-3003 | SCREEN BASE ASS'Y | #VALUE!
M1228-3004 | SCREEN COVER ASSY | #VALUE!
M1228-3005 | SPIN FILTER IMPELLER, 5L TOTAL, W/SUSPENSION CELLS, INCL. DIP TUBE | #VALUE!
M1228-3006 | HARVEST & LEVEL TUBE ASS'Y | 2800
M1228-3007 | SPIN FILTER IMPELLER, 7.5L TOTAL, W/SUSPENSION CELLS, INCL. DIP TUBE | #VALUE!
M1228-3008 | IMPELLER BASKET ASSEMBLY | #VALUE!
M1228-3012 | SPIN FILTER IMPELLER, 2.2L TOTAL, W/MICROCARRIER CELLS, INCL. DIP TUBE | #VALUE!
M1228-3014 | SPIN FILTER IMPELLER, 14L TOTAL, W/SUSPENSION CELLS, INCL. DIP TUBE | #VALUE!
M1228-3015 | SPIN FILTER IMPELLER, 5L TOTAL, W/MICROCARRIER CELLS, INCL. DIP TUBE | #VALUE!
M1228-3017 | SPIN FILTER IMPELLER, 7.5L TOTAL, W/MICROCARRIER CELLS, INCL. DIP TUBE | #VALUE!
M1228-3024 | SPIN FILTER IMPELLER, 14L TOTAL, W/MICROCARRIER CELLS, INCL. DIP TUBE | #VALUE!
M1228-3030 | GUIDE TUBE ASSY, 10L | 1169
M1228-4000 | Gas Overlay Kit w/Flow Meters (all vessels), incl. 2 rotameters | #VALUE!
M1228-4005 | SPIN FILTER ASSY,5L,SUSPENSION | #VALUE!
M1228-4020 | HARVEST TUBE ASSY,5L | #VALUE!
M1228-4022 | HARVEST TUBE ASSY,2.2L | 2771
M1228-5001 | Adjustable stainless steel addition tube 2.2L | 1402
M1228-5002C | ADD TUBE ASSEMBLY W/ SPARE 5L_CERTIFIED | #VALUE!
M1228-5003 | Adjustable stainless steel addition tube 7.5L | 1448
M1228-5004 | Adjustable stainless steel addition tube 14L | 1493
M1228-5004C | SS ADDITION TUBE, 14L | #VALUE!
M1228-5010 | Celligen Plus Motor Assembly | #VALUE!
M1228-5016 | 500ML RESERVOIR, GLASS W/VENTED ASEPTIC ADDIT. CAP | 969
M1228-5021 | SAMPLER ASSY | 2068
M1228-5022 | SAMPLING SYST BY PUMPING, 10L | 1265
M1228-5026 | SINTERED POROUS MICROSPARGER - 5 MICRON FOR 7.5 LCELLIGEN PLUS | #VALUE!
M1228-5027 | SINTERED POROUS MICROSPARGER - 5 MICRON FOR 2.2L CELLIGEN PLUS | #VALUE!
M1228-5028 | Sintered Porous Microsparger -40 micron for 2.2 L Celligen Plus | #VALUE!
M1228-5029 | SINTERED POROUS MICROSPARGER - 5 MICRON FOR 5 L CELLIGEN PLUS | #VALUE!
M1228-5031 | SINTERED SPARGER ASSY., 10L | #VALUE!
M1228-5200 | DECANTER ASSY FOR USE WITH MICROCARRIERS, 14L | #VALUE!
M1228-5202 | DECANTER ASSY FOR USE WITH MICROCARRIERS, 5L TOTAL | #VALUE!
M1228-5203 | DECANTER ASSY FOR USE WITH MICROCARRIERS, 7.5L TOTAL | #VALUE!
M1228-6002 | Spare Parts Kit, 220V, 240V, 50/60 Hz, 2.2L | 1477
M1228-6012 | Spare Parts Kit, 220V, 240V, 50/60 Hz, 14L | 1735
M1228-6810 | Spare Glass-Jacketed Vessel, 14L | #VALUE!
M1228-7005 | SUPERBOARD W/EPROM | #VALUE!
M1228-7006 | SUPERBOARD W/EPROM | 3952
M1228-8001 | External Control Cable for controller P0620-0920 or P0620-0921 through BioFlo 3000 console | 628
M1228-9111 | GASKET 10L | 221
M1228-9208 | Bottom Agitator for Cell Lift, 5L & 7.5L | 2837
M1228-9209 | PITCHED BLADE IMPELLER, 14L | 1997
M1228-9211 | THERMOWELL 10L | 1743
M1228-9218 | Bottom Agitator for Cell Lift, 14L | 3411
M1228-9227 | HARVEST TUBE WELDMENT, 10L | 1256
M1228-9227C | HARVEST TUBE WELDMENT - 10L_CERTIFIED | 2018
M1228-9231 | EXTENSION TUBE WELDMENT | 1664
M1228-9233 | INLET TUBE 7.5L | 1061
M1228-9401 | 1/2 ADAPTER FOR CELLIGEN PLUS | 495
M1228-9403 | 1 PH ADAPTER | 499
M1228-9404 | 2 1/2 PH ADAPTER | 599
M1228-9409 | 2 PH ADAPTER | 528
M1228-9412 | MANIFOLD 10L | 3191
M1228-9424 | TUBE 5L | 861
M1228-9425 | TUBE 7.5L | 857
M1228-9430 | RING, SCREEN CAGE | 243
M1228-9455 | GUIDE TOOL | 512
M1228-9465 | SAMPLING TUBE | 616
M1228-9475 | SEAL RETAINER-II | 645
M1228-9500 | SHAFT 10L ELECTROPOLISH | 1527
M1228-9910 | GASKET | 53.7
M1228-9911 | FLOWMETER, DIRECT SPARGE | #VALUE!
M1228-9915 | OUTER SCREEN | 616
M1228-9964 | ADAPTER, TUBING 1/16IDx1/4ID | 965
M1228-9999 | TOOL SEAT 2.2 LITER | 936
M1230-3030 | Air Regulator/Filter Kit for single system (for BioFlo/CelliGen 115) | 1760
M1230-4000 | BEARING HOUSING ASSY, TOP | 1419
M1230-4002 | VESSEL, GLASS 5L | 1498
M1230-4005 | 5L GLASS VESSEL | 2230
M1230-5002 | UNIVERSAL JOINT ASSEMBLY | 711
M1230-7000 | SUPERBOARD BF2000 ASSY | #VALUE!
M1230-9002 | CLAMP 170mm | 1156
M1230-9212 | IMPELLER, PITCHED BLADE, 7.5 & 14L, DOWNFLOW | 1681
M1230-9231 | BAFFLE ASSEMBLY, 10 L | 1539
M1230-9402 | PLUG,STAINLESS STEEL,6.35MM PT | 126
M1230-9408 | SPACER, BEARING, 19MM | 199
M1230-9415 | SPACER, BEARING 24MM | 126
M1230-9417 | COUPLING, QUICK DISCONNECT | 302
M1230-9452 | PULLEY MODIF. | 499
M1230-9460 | SHAFT, STIRRER, 5 L | 1335
M1230-9461 | SHAFT, STIRRER, 10 L | 1535
M1230-9462 | SHAFT, STIRRER, 2 L | 1377
M1230-9470 | BEARING HOUSING, 5 & 10 L | 2176
M1230-9471 | BEARING HOUSING | 2563
M1230-9484 | DIP TUBE 2L | 998
M1230-9486 | 5L DIP TUBE | 703
M1230-9488 | DIP TUBE, LONG, 10L. | 716
M1230-9489 | FOAM PROBE ADAPTER | 924
M1230-9493 | ADAPTER, PROBE, PG-13 | 636
M1230-9495 | HUB, IMPELLER, 63MM | 557
M1230-9902 | HEATER ASSY., 2 L | 1003
M1230-9903 | HEATER ASSY. , 5 L. | 1656
M1230-9904 | HEATER ASSY, 10 L. | 1697
M1230-9911 | TUBE | 293
M1230-9986 | HEATER MAT, 10L | 973
M1231-0001 | Innova 3100 High-Temperature Water Bath Shakers, 1/2 in (1.3 cm) Orbit, 100V, 50/60Hz | #VALUE!
M1231-0002 | Innova 3100 High-Temperature Water Bath Shakers, 1/2 in (1.3 cm) Orbit, 220/230V, 50/60Hz | #VALUE!
M1231-0003 | Innova 3100 High-Temperature Water Bath Shakers, 1/2 in (1.3 cm) Orbit, 240V, 50/60Hz | #VALUE!
M1231-0560 | Front Panel Overlay for Innova 3100 | 337
M1231-0730 | Spare Set of Arms (for Innova 3100) | 998
M1231-0901 | TANK ASSEMBLY | #VALUE!
M1231-0910 | GASSING HOOD ASS'Y | 3499
M1231-2000 | Gable Cover, Stainless Steel (for Innova 3100 and C76) | 2875
M1231-2010 | Gable Cover, Plexiglas (for Innova 3100 and C76) | 2875
M1231-6000 | Spare Parts Kit (for Innova 3100 and C76) | 458
M1231-6004 | SSR REWORK, INNOVA 3000/3100 | 1431
M1231-6330 | BEARING HOUSING ASSY | #VALUE!
M1231-9309 | Motor Support Bracket | 241
M1231-9310 | TABLE SUPPORT ARM | 334
M1231-9311 | SUSPENSION ARM | 645
M1231-9920 | Cooling Assembly (for Innova 3100 and C76) | 3008
M1231-9930 | Universal Platform (for Innova 3100 and C76) | 2013
M1231-9933 | 50 mL Erlenmeyer Flask Dedicated Platform (for Innova 3100 and C76) | 3636
M1231-9934 | 125 mL Erlenmeyer Flask Dedicated Platform (for Innova 3100 and C76) | 3340
M1231-9935 | 250 mL Erlenmeyer Flask Dedicated Platform (for Innova 3100 and C76) | 3132
M1231-9936 | 500 mL Erlenmeyer Flask Dedicated Platform (for Innova 3100 and C76) | 2820
M1231-9937 | 1 L Erlenmeyer Flask Dedicated Platform (for Innova 3100 and C76) | 2629
M1231-9938 | 2 L Erlenmeyer Flask Dedicated Platform (for Innova 3100 and C76) | 2417
M1231-9939 | Sub-Platform holds 2 half- size flask platforms/4 racks (for Innova 3100 and C76) | 874
M1231-9980 | MANUAL, OPERATING (3100) | 72
M1232-0101 | Innova 5050 Rack System for Innova 2300, 230/240V, 50/60Hz | #VALUE!
M1232-0111 | Innova 5051 Rack Extension for Innova 2300, 230/240V, 50/60Hz | #VALUE!
M1233-1360 | EVAPORATOR MODIF. | 674
M1233-2001 | Refrigeration Repair Parts | #VALUE!
M1233-6001 | PANEL, FRONT AND HINGE ASSY. | 1073
M1233-6002 | INNOVA 4200 & 4230 SPARE PARTS KIT | 170
M1233-6005 | PARTS KIT 4230 | 1115
M1233-6006 | PARTS KIT 4200 | 1439
M1233-8151 | HARNESS, 50/60 CY.,AC | 172
M1233-8173 | GROUND WIRE (FRT. PANEL) | 140
M1233-8174 | HEATER HARNESS | 136
M1233-9100 | ANGLE RIGHT STACKING | 636
M1233-9101 | ANGLE LEFT STACKING | 636
M1233-9176 | LATCH PLATE - DOOR | 104
M1233-9177 | SPACER | 176
M1233-9218 | CONDENSOR FAN COWL WELDMENT | 224
M1233-9412 | FOOT MODIFICATION | 628
M1233-9500 | DOOR GASKET | 144
M1233-9501 | FILTER - AIR | 20.4
M1233-9903 | MANUAL,OPERATING (4200) | 104
M1233-9904 | MANUAL, OPERATING (4230) | 122
M1233-9930 | 4 L Erlenmeyer Flask Dedicated Platform (for Innova and Excella Shakers) | 3103
M1233-9932 | 2.8L Fernbach Flask Dedicated Platform (for Innova and Excella Shakers) | 3282
M1233-9992 | STACKING KIT | 3132
M1233-9995 | POWER ENTRY MODULE KIT | 1290
M1233-9996 | ADDITIONAL SHELF PLUS BRACKETS | 566
M1238-8001 | pH Cable for BioFlo 6000 (Ingold Probes Only) | 562
M1238-8002 | POLAROGRAPHIC DO CABLE FOR BIOFLO 6000 | 367
M1238-9118 | BRACKET, PUMP | 462
M1240-1000 | Bracket Assembly for Ink Jet Printer (for PourMatic) | 3474
M1240-5000 | DUST COVER ASSEMBLY | 1410
M1240-9100 | BRACKET, PRINT SENSOR | 347
M1240-9400 | BRACKET, PRINT HEAD | 557
M1240-9401 | MOUNTING PLATE, PRINT HEAD | 291
M1242-7000 | POWER SUPPLY PCB | 2400
M1242-8003 | CABLE, RIBBON | 104
M1242-8004 | RIBBON CABLE LONG | 106
M1242-9910 | CASE MODIF. | 1340
M1243-0310 | UPPER ARM ASS'Y (R.H) | 495
M1243-0311 | UPPER ARM ASS'Y, R.H. | 453
M1243-0330 | TIE BAR & UPPER ARM ASS'Y | 1527
M1243-0331 | TIE BAR & ARM ASS'Y | 2134
M1243-0340 | LOWER ARM ASS'Y (L.H) | 406
M1243-0341 | LOWER ARM ASS'Y, L.H. | 325
M1243-0540 | DOOR ARM REPLACEMENT KIT | 2592
M1243-0800 | EXTENSION STAND ASS'Y | #VALUE!
M1243-0930 | SHIM KIT | 1202
M1243-2510 | Slide Out Accessory alone, to upgrade any existing Innova 4400/4430 | 1889
M1243-2530 | MOUNTING KIT(SLIDEOUT PLATFORM | 1281
M1243-6331 | BEARING HOUSING ASS'Y 2 STR. | #VALUE!
M1243-8101 | MAIN HARNESS | 3540
M1243-9000 | PACKAGING PROCEDURE - 4400 | 24.1
M1243-9213 | DOOR FRAME WELDMENT | 1194
M1243-9219 | HANDLE, WELDMENT | 1111
M1243-9222 | HANDLE-BAR, 4400-NEW STYLE | 528
M1243-9265 | SPACER PLATE WELDMENT R.H. | 998
M1243-9266 | SPACER PLATE WELDMENT L.H. | 998
M1243-9267 | LOWER ARM ASSEMBLY R.H. | 578
M1243-9308 | CORNER,SHORT STAND (W/PAINT) | 253
M1243-9311 | STACKING RAIL (R.H.) | 499
M1243-9339 | SPACER, PLATE (ARMS) | 144
M1243-9345 | EVAPORATOR COVER | 686
M1243-9403 | SPACER,UPPER ARM | 63.6
M1243-9405 | SPACER, SHORT | 86.1
M1243-9470 | Lower Arm, L.H. | 18.3
M1243-9472 | SPACER | 144
M1243-9501 | DOOR | 3299
M1243-9503 | DUST COVER | 595
M1243-9920 | 4400 SERVICE DOOR KIT | 1036
M1244-0401 | PULLEY W/SENSOR DISC | 149
M1244-0500 | SENSOR ASSEMBLY | 453
M1244-5000 | SWITCH PANEL,BRUSHLESS SHAKER | 244
M1244-6331 | BEARING HOUSING ASS'Y-3/4STR. | 1481
M1244-7000 | P.C.B. ASSY, MAIN CONTROL | 1976
M1244-7003 | PCB ASSY, MAIN CONTROL | 3108
M1244-7010 | PCB ASSY, MAIN CNTRL W/O TEMP | 1922
M1244-7050 | P.C.B. ASS'Y, MAIN CONTROL | 1618
M1244-9101 | SENSOR BRACKET | 67.8
M1244-9103 | SENSOR PLATE BASE | 76.5
M1244-9342 | RETAINER | 20.4
M1244-9406 | MAIN BEARING HOUSING | 406
M1244-9414 | PULLEY - 6.17 O.D. | 928
M1244-9415 | MAIN SHAFT - 3/4 STROKE | 965
M1244-9417 | CALIBRATER - MAINTENANCE | 330
M1244-9940 | MAIN CONT. PCB REPLACEMENT KIT | 2317
M1245-0201 | SHAKER ASSEMBLY, 1STROKE | #VALUE!
M1245-0700 | UPPER CASTING ASSEMBLY | 3095
M1245-6333 | BEARING HOUSING ASS'Y 1 STRK. | 1606
M1245-6334 | BEARING HOUSING ASSY 1 STROKE | #VALUE!
M1245-9213 | LOWER MOVER PLATE WELDMENT | 445
M1245-9355 | BASE- FLEXURE MOUNTING | 512
M1245-9411 | MAIN SHAFT - 1 STROKE | 969
M1245-9412 | PULLEY - 8 3/4 O.D (1STR) | 1302
M1245-9650 | SERVICE KIT, 1STK. C25 | #VALUE!
M1246-7050 | P.C.B. ASS'Y, MAIN CONTROL C25 | 1843
M1246-9940 | MAIN CONT. PCB REPLACEMENT KIT | 3773
M1247-0202 | SHAKER ASSY. 3/4 STROKE | #VALUE!
M1247-0310 | COVER DETAIL | 1186
M1247-0315 | COVER DETAIL | 1502
M1247-0500 | SENSOR ASSEMBLY | 487
M1247-0510 | LID SWITCH ASSEMBLY, C24 | 307
M1247-0600 | POWER KIT 115V 50/60HZ | 458
M1247-0601 | POWER KIT 220V 50/60HZ | 449
M1247-9315 | TRIM, BOTT. EDGE - MODIFIED | 194
M1247-9400 | Spacer, Door Magnet | 8.7
M1247-9940 | MAIN CONT. PCB REPLACEMENT KIT | 2221
M1247-9970 | COVER REPLACEMENT KIT | 1864
M1247-9971 | COVER REPLACEMENT KIT | 2068
M1248-0003 | C76 High-Temperature Water Bath Shaker, 1/2 in (1.3 cm) Orbit, 230/240V, 50/60Hz | #VALUE!
M1248-0201 | SHAKER ASSEMBLY, 1/2 STR | #VALUE!
M1248-0400 | TOP COVER & TANK ASSY | #VALUE!
M1248-0730 | Spare Set of Arms (for C76) | 998
M1248-6330 | BEARING HOUSING ASS'Y-1/2STR. | 1585
M1248-9203 | C76 Shaker, Tank Weldment | 3004
M1248-9303 | SUSPENSION ARM | 890
M1248-9304 | TABLE SUPPORT ARM | 339
M1248-9400 | MAIN SHAFT-1/2 STROKE | 936
M1248-9900 | MANUAL, OPERATING C76 | 280
M1248-9901 | Operating Manual, C76 Shaker | 86.1
M1249-0130 | Universal Platform, Lift Out | 3611
M1249-0131 | 125ml Erlenmeyer Platform, Lift Out | #VALUE!
M1249-0133 | 500ml Erlenmeyer Platform, Lift Out | #VALUE!
M1249-0134 | 1L Erlenmeyer Platform, Lift Out | #VALUE!
M1249-0135 | 2L Erlenmeyer Platform, Lift Out | #VALUE!
M1249-0136 | 2.8L Fernbach Platform, Lift Out | #VALUE!
M1249-0137 | 4L Erlenmeyer Platform, Lift Out | #VALUE!
M1249-0140 | PLATFORM ASS'Y (STICKY) | 3066
M1249-0141 | Universal Platform for 2 orbit | 3524
M1249-9400 | BAR - SLIDE | 661
M1249-9401 | BAR - LOCK | 936
M1249-9403 | BASE - MOUNTING | 1689
M1249-9404 | STOP - PLATFORM | 944
M1249-9405 | SUPPORT - GUIDE | 1256
M1249-9413 | ROD - HANDLE | 388
M1250-9504 | Sticky Pad Adapter Kit (for Biological Shakers) | 720
M1250-9600 | Sticky Tape, 16.4 ft x 1.5 in (500 x 3.8 cm) (for Biological Shakers) | 1061
M1250-9700 | Sticky Pad, 8” x 8” (20 x 20 cm) (for Biological Shakers) | 302
M1250-9902 | Universal Platform, Aluminium (for Innova and Excella Shakers) | 3132
M1250-9903 | Sticky Pad Platform (for Innova and Excella Shakers) | 2246
M1250-9904 | Sticky Pad Platform (for Innova and Excella Shakers) | 2958
M1250-9906 | Drip Pan to catch accidental spills for use with Universal Platform M1250-9902 (for Innova and Excella Shakers) | 811
M1250-9920 | Universal Platform (for Innova and Excella Shakers) | #VALUE!
M1250-9921 | Drip Pan, used with Universal Platform M1250-9902 (for Innova 2300/ Excella E25+E25R / E10) | 878
M1252-5000 | KEY PAD | 415
M1252-5900 | EPROM | 14.1
M1252-7000 | PCB ASSY MAIN CONTROL,AIRSMPLR | 2488
M1252-9501 | ENCLOSURE, MOLDED | 1427
M1252-9602 | OVERLAY, STA-204 | 212
M1252-9603 | LABEL, INDICATOR | 172
M1252-9900 | MANUAL | 76.5
M1252-9905 | MASS FLOW CONTROLLER KIT | #VALUE!
M1252-9909 | CAM BLOCK & SEAL KIT | 453
M1252-9911 | MOTOR COVER ASSY | 1743
M1252-9912 | STA MOTOR BONNET REPAIR KIT | 1676
M1254-2240 | Double Mechanical Seal, 20 L | #VALUE!
M1254-2241 | Double Mechanical Seal, 30 L | #VALUE!
M1254-3015 | BEARING/SINGLE SEAL ASSY.-20L | #VALUE!
M1254-3016 | BEARING/DOUBLE SEAL ASSY.-20L | #VALUE!
M1254-3018 | BEARING/DOUBLE SEAL ASSY.-30L | #VALUE!
M1254-5001 | CONDENSER ASSY | #VALUE!
M1254-5001C | CONDENSER ASSEMBLY | #VALUE!
M1254-5004 | SPARGER ASSY 30-L | 2924
M1254-5006 | HARVEST/DRAIN VALVE ASSY | #VALUE!
M1254-5014 | PLUG, MAIN ASSEMBLY | 582
M1254-5014C | PLUG, MAIN ASSEMBLY-HEADPLATE | 416
M1254-5018 | FERMENTATION W/ SBX BOARD ASSY | 3836
M1254-5029 | FOAM PROBE ASSEMBLY | 1889
M1254-5050 | FAN ASSEMBLY | 445
M1254-5061 | 20L HEATER ASSEMBLY | #VALUE!
M1254-5062 | HEATER ASSEMBLY | #VALUE!
M1254-5067 | FOAM PROBE ASSEMBLY | 903
M1254-5072 | SENSOR BLK./ENCODER HAR. ASSY | 1069
M1254-5076 | SINTERED SPARGER ASSEMBLY, 30L | #VALUE!
M1254-6014 | REPLACEMENT 2 SEAL 30L CUST. | #VALUE!
M1254-6016 | BF 4500 30L SINGLE SEAL CUSTOM ER SPARE P | #VALUE!
M1254-6050 | 19mm ADD.VALVE REBUILD KIT | 181
M1254-6051 | 19mm SAMPLE VALVE REBUILD KIT | 181
M1254-6053 | 25mm SAMPLE VALVE REBUILD KIT | 190
M1254-8003 | AFS COMMUNICATION CABLE | 474
M1254-8010 | EXTERNAL MOTOR DRIVE CABLE | 628
M1254-8023 | RIBBON CABLE 26 PIN, MODULE 1 | 545
M1254-8031 | INTERNAL SENSOR HARNESS | 761
M1254-8033 | AC HARNESS | 366
M1254-8038 | GROUND LEAD - 36 | 266
M1254-8039 | ENCODER HARNESS | 415
M1254-8044 | CABLE, INTERNAL RS-232, 36 | 928
M1254-9140 | FRONT JACKET COVER | 711
M1254-9188 | BRACKET, 4-GAS | 458
M1254-9192 | ADAPTER PLATE, ENCODER | 4131
M1254-9194 | 20L SINGLE SEAL SHAFT | 1872
M1254-9195 | 20L DOUBLE SEAL SHAFT | 2097
M1254-9196 | 30L SINGLE SEAL SHAFT | 2637
M1254-9197 | 30L DOUBLE SEAL SHAFT | 2130
M1254-9204 | EXHAUST PLUG | 1173
M1254-9207 | AGITATOR IMPELLER - 30L | 2741
M1254-9214 | ADAPTER WELDMENT - 20L | 1423
M1254-9215 | ADAPTER WELDMENT - 30L | 1493
M1254-9221 | RUPTURE DISK WELDMENT - 30L | 1319
M1254-9224 | EXHAUST HEAT EXCHANGER | #VALUE!
M1254-9248 | CAP ASSEMBLY 1/2 | 894
M1254-9414 | DOUBLE SEAL ASSY, SHAFT | 1964
M1254-9460 | PLUG | 503
M1254-9476 | MANIFOLD | 1726
M1254-9516 | ADAPTER PLATE, LONG - ENCODER | 2987
M1254-9518 | SINGLE SEAL HOUSING MACHINING | #VALUE!
M1254-9519 | Double seal housing machining for BF4500 | #VALUE!
M1254-9900 | MANUAL - BIO FLO 4500 | 185
M1254-9901 | TEMPERATURE CONTROLLER SETUP | 1577
M1254-9902 | LABELS | 948
M1254-9904 | O-RING KIT | 1481
M1254-9905 | 20L HEATER REPAIR KIT | 3773
M1254-9906 | 30L HEATER REPAIR KIT | 3836
M1254-9931 | 20L DOUBLE SEAL REPLACE. KIT | #VALUE!
M1254-9940 | 20L SINGLE SEAL REPLACE. KIT | #VALUE!
M1254-9941 | 20L DOUBLE SEAL REPLACE. KIT | #VALUE!
M1254-9942 | 30L SINGLE SEAL REPLACE. KIT | #VALUE!
M1254-9943 | 30L DOUBLE SEAL REPLACE. KIT | #VALUE!
M1254-9947 | TOUCH SCREEN MODIFCATION | #VALUE!
M1254-9960 | TOOL KIT | 948
M1254-9969 | VESSEL LAMP RELAY ADDITION | 978
M1254-9973 | TOUCH SCREEN, RETROFIT KIT | #VALUE!
M1257-8000 | RS422 COMMUNICATION CABLE | 499
M1257-9601 | FRONT PANEL SILKSCREEN | 99.4
M1258-7000 | P.C.B. ASSY, MAIN CONTROL | 1360
M1259-3009 | SINGLE BOARD COMPUTER ASS'Y | #VALUE!
M1259-3010 | SINGLE BOARD COMPUTER ASS'Y | #VALUE!
M1259-4100 | SINGLE BD. COMP. RETROFIT KIT | #VALUE!
M1259-4200 | TEMPERATURE SIMULATOR 37.5C | 670
M1259-8024 | CABLE ASSY,VGA,RIBBON 16-PIN | 203
M1259-8025 | CABLE ASSY,HARD DRIVE,40-PIN | 375
M1259-8026 | CABLE ASSY,ETHERNET EXT.,27LG | 786
M1259-8027 | CABLE ASSY, SERIAL | 1161
M1259-8028 | 6 FT. RS-232 CABLE, NULL MODEM | 1181
M1259-8033 | D. C. DRIVE HARNESS | 1914
M1259-9951 | HARD DRIVE ASSY | 1805
M1266-9900 | MANUAL | 280
M1272-3002 | BEARING/DOUBLE SEAL ASSY.-30L | #VALUE!
M1272-5001 | MESH BAG | #VALUE!
M1272-5009 | OUTER CAGE ASSY-REDUCED VOLUME | #VALUE!
M1272-5010 | INNER CAGE ASSEMBLY - 30L | #VALUE!
M1272-5017 | PLUG ASSY. SPARGER PORT BF4500 | 1855
M1272-5018 | KIT, ADDITION VALVE CONDENSATE | 1319
M1272-5034 | IMPELLER, PITCH BLADE-30L, UFF | #VALUE!
M1272-9203 | SCREEN COVER WELDMENT | #VALUE!
M1272-9214 | VALVE & QUICK CONNECT, WELD. | #VALUE!
M1272-9425 | DOUBLE SEAL SHAFT - 30L | 3220
M1272-9426 | TEFLON, PIPING SUPPORT | 280
M1272-9428 | SPACER, BEARING | 545
M1272-9903 | SPARGE ASSY.-30L (ELECTRO-POL) | #VALUE!
M1272-9904 | Kit, Basket Imp./Sparge Assy | #VALUE!
M1272-9910 | SPARE PARTS KIT - CUSTOMER | #VALUE!
M1272-9922 | BEARING HOUSING KIT W/O MOTOR | #VALUE!
M1273-1001 | ADD-A-VESSEL, BASIC FERM., 1.3, HB | #VALUE!
M1273-1002 | ADD-A-VESSEL, BASIC FERM., 3.0, HB | #VALUE!
M1273-1005 | ADD-A-VESSEL, BASIC FERM., 7.5, HB | #VALUE!
M1273-1010 | ADD-A-VESSEL, BASIC FERM., 14.0, HB | #VALUE!
M1273-1011 | ADD-A-VESSEL, BASIC FERM., 1.3, WJ | #VALUE!
M1273-1012 | ADD-A-VESSEL, BASIC FERM., 3.0, WJ | #VALUE!
M1273-1015 | ADD-A-VESSEL, BASIC FERM., 7.5, WJ | #VALUE!
M1273-1020 | ADD-A-VESSEL, BASIC FERM., 14.0, WJ | #VALUE!
M1273-1021 | ADD-A-VESSEL, ADV. CELL CULTURE, 1.3, WJ, DIRECT DRIVE | #VALUE!
M1273-1022 | ADD-A-VESSEL, ADV. CELL CULTURE, 3.0, WJ,DIRECT DRIVE | #VALUE!
M1273-1025 | ADD-A-VESSEL, ADV. CELL CULTURE, 7.5, WJ,DIRECT DRIVE | #VALUE!
M1273-1030 | ADD-A-VESSEL, ADV. CELL CULTURE, 14, WJ,DIRECT DRIVE | #VALUE!
M1273-1031 | ADD-A-VESSEL, ADV. CELL CULTURE, 1.3, WJ, MAG DRIVE | #VALUE!
M1273-1032 | ADD-A-VESSEL, ADV. CELL CULTURE, 3.0, WJ,MAG DRIVE | #VALUE!
M1273-1035 | ADD-A-VESSEL, ADV. CELL CULTURE, 7.5, WJ,MAG DRIVE | #VALUE!
M1273-1040 | ADD-A-VESSEL, ADV. CELL CULTURE, 14, WJ,MAG DRIVE | #VALUE!
M1273-1041 | ADD-A-VESSEL, ADV. CELL CULTURE, 1.3, HB, DIRECT DRIVE | #VALUE!
M1273-1042 | ADD-A-VESSEL, ADV. CELL CULTURE, 3.0, HB,DIRECT DRIVE | #VALUE!
M1273-1045 | ADD-A-VESSEL, ADV. CELL CULTURE, 7.5, HB,DIRECT DRIVE | #VALUE!
M1273-1050 | ADD-A-VESSEL, ADV. CELL CULTURE, 14, HB,DIRECT DRIVE | #VALUE!
M1273-1051 | ADD-A-VESSEL, ADV. CELL CULTURE, 1.3, HB, MAG DRIVE | #VALUE!
M1273-1052 | ADD-A-VESSEL, ADV. CELL CULTURE, 3.0, HB,MAG DRIVE | #VALUE!
M1273-1055 | ADD-A-VESSEL, ADV. CELL CULTURE, 7.5, HB,MAG DRIVE | #VALUE!
M1273-1060 | ADD-A-VESSEL, ADV. CELL CULTURE, 14, HB,MAG DRIVE | #VALUE!
M1273-1601 | ADD-A-VESSEL, ADVANCED FERM., 1.3, HB | #VALUE!
M1273-1602 | ADD-A-VESSEL, ADVANCED FERM, 3.0, HB | #VALUE!
M1273-1605 | ADD-A-VESSEL, ADVANCED FERM, 7.5, HB | #VALUE!
M1273-1610 | ADD-A-VESSEL, ADVANCED FERM, 14.0, HB | #VALUE!
M1273-1611 | ADD-A-VESSEL, ADVANCED FERM, 1.3, WJ | #VALUE!
M1273-1612 | ADD-A-VESSEL, ADVANCED FERM, 3.0, WJ | #VALUE!
M1273-1615 | ADD-A-VESSEL, ADVANCED FERM, 7.5, WJ | #VALUE!
M1273-1620 | ADD-A-VESSEL, ADVANCED FERM, 14.0, WJ | #VALUE!
M1273-1722 | 2L DD REPLACEMENT DRIVE KIT | 2866
M1273-3031 | Septum Kit (for BioFlo/ CelliGen 115) | 836
M1273-3107 | Jacket Water Heater, 1.3-3.0L Vessels (for BioFlo 110) | #VALUE!
M1273-3108 | Jacket Water Heater, 7.5- 14.0L Vessels (for BioFlo 110) | #VALUE!
M1273-3120 | Motor, Direct Drive, Ferm., 1.3-3.0L (for BioFlo 110) | #VALUE!
M1273-3125 | Motor, Direct Drive, Ferm., 7.5-14.0L (for BioFlo 110) | #VALUE!
M1273-3130 | Motor, Magnetic Drive, all vessels (for BioFlo 110) | #VALUE!
M1273-3135 | Motor, Direct Drive, Cell Culture, all vessels (for BioFlo 110) | #VALUE!
M1273-3150 | 0.9L Magnetic Drive Assembly | 3786
M1273-3152 | 2L MAGNETIC DRIVE ASSEMBLY | 3644
M1273-3155 | 5L MAGNETIC DRIVE ASSEMBLY | 3677
M1273-3159 | 10L Magnetic Drive Assembly with Shaft | 2991
M1273-3161 | 0.9L DIRECT DRIVE ASSEMBLY | 3461
M1273-3162 | 2L DIRECT DRIVE ASSEMBLY | 2721
M1273-3171 | 5 LTR DIRECT DRIVE ASSY | 2380
M1273-3172 | 10L DIRECT DRIVE ASSEMBLY | 2508
M1273-3201 | Spin Filter Suspension Cells, 1.3L (BioFlo/CelliGen 115) | #VALUE!
M1273-3202 | Spin Filter Suspension Cells, 3.0L (BioFlo/CelliGen 115) | #VALUE!
M1273-3205 | Spin Filter Suspension Cells, 7.5L (BioFlo/CelliGen 115) | #VALUE!
M1273-3210 | Spin Filter Suspension Cells, 14.0L (BioFlo/CelliGen 115) | #VALUE!
M1273-3211 | Spin Filter Microcarriers, 1.3L (BioFlo/CelliGen 115) | #VALUE!
M1273-3212 | Spin Filter Microcarriers, 3.0L (BioFlo/CelliGen 115) | #VALUE!
M1273-3215 | Spin Filter Microcarriers, 7.5L (BioFlo/CelliGen 115) | #VALUE!
M1273-3220 | Spin Filter Microcarriers, 14.0L (BioFlo/CelliGen 115) | #VALUE!
M1273-4002 | 3.0L D.D.FERM.H.B.VESS.ASSY. | #VALUE!
M1273-4012 | 2.0L Jacketed Vessel Assembly | #VALUE!
M1273-4030 | 14L Vessel with Direct Drive | #VALUE!
M1273-4040 | 14L Vessel with Magnetic Drive | #VALUE!
M1273-5000 | MOTOR AND MAGNET ASSY. (W.J.) | 1269
M1273-5001 | Water Regulator Kit - 4 manifolds (for BioFlo/ CelliGen) | 2958
M1273-5002 | Air Regulator Kit - 4 manifolds (for BioFlo/ CelliGen) | 2367
M1273-5003 | Sintered/Porous Microspargers 1.3L WJ Vessel (for BioFlo/ CelliGen 115) | 1822
M1273-5004 | Sintered/Porous Microspargers 3.0L (for BioFlo/CelliGen 115) | 1839
M1273-5005 | Sintered/Porous Microspargers 7.5L (for BioFlo/CelliGen 115) | 1839
M1273-5006 | Sintered/Porous Microspargers 14.0L (for BioFlo/CelliGen 115) | 1839
M1273-5007 | Sintered/Porous Microspargers 1.3L HB Vessel (for BioFlo/ CelliGen 115) | 1822
M1273-5010 | POWER SUPPLY ASSY. | 503
M1273-5033 | SAMPLER ASSEMBLY | 2525
M1273-5036 | LEVEL PROBE ASSEMBLY | 757
M1273-5037 | FOAM PROBE ASSEMBLY | 707
M1273-5038 | LEVEL PROBE ASSEMLBY - 2L | 520
M1273-5039 | LEVEL PROBE ASSEMBLY - 0.9L | 1090
M1273-5040 | pH/DO probe adapter (12mm compression) (for BioFlo/CelliGen 115) | 578
M1273-5042 | Foam/Level probe adapter (12mm compression) (for BioFlo/CelliGen 115) | 616
M1273-5045 | DO/pH P.C.B BRACKET ASSEMBLY | 3998
M1273-5054 | 6 mm Adapter Kit (6mm port for 6mm tube) (for BioFlo/CelliGen 115) | 632
M1273-5055 | ADJ. ADAPT. 6.35mm/12mm PORT | 1132
M1273-5056 | Adapter Kit (12mm port for 6mm tube) (for BioFlo/CelliGen 115) | 607
M1273-5058 | Adapter Kit (12mm port for 12mm tube) (for BioFlo/CelliGen 115) | 520
M1273-5061 | SOLENOID ASSEMBLY | 1206
M1273-5062 | ROTAMETER ASSEMBLY, 1200 MLPM | 936
M1273-5063 | ROTAMETER ASSEMBLY, 500 MLPM | 936
M1273-5064 | ROTAMETER ASSEMBLY, 5 LPM | 936
M1273-5065 | ROTAMETER ASSEMBLY, 20 LPM | 936
M1273-5067 | PUMP ASSY, MF, 115V, SS ROTOR | 3053
M1273-5070 | 1-PUMP MASTERFLEX EZ LOAD, 220V | 2317
M1273-5073 | ROTAMETER ASSEMBLY, 2.5 LPM | 1531
M1273-5074 | ROTAMETER ASSEMBLY, 11.4 LPM | 936
M1273-5075 | SCREEN CAGE - 10L, SUSPENSION | #VALUE!
M1273-5076 | SCREEN CAGE -10L MICROCARRIER | #VALUE!
M1273-5077 | SCREEN CAGE - 5L, SUSPENSION | #VALUE!
M1273-5078 | SCREEN CAGE - 5L, MICRO LIFT | #VALUE!
M1273-5079 | SCREEN CAGE - 2L, SUSPENSION | #VALUE!
M1273-5080 | SCREEN CAGE - 2L, MICRO LIFT | #VALUE!
M1273-5081 | SCREEN CAGE - 0.9L, SUSPENSION | #VALUE!
M1273-5082 | SCREEN CAGE - 0.9L, MICRO LIFT | #VALUE!
M1273-5083 | MOTOR ASSEMBLY - 110V | 761
M1273-5084 | MOTOR ASSEMBLY - 220V | 1028
M1273-5086 | KEYBOARD ASSEMBLY | 965
M1273-5087 | KEYBOARD ASSY. PCU DISPLAY | 765
M1273-5900 | EPROM PROGRAMMED | 840
M1273-6901 | 0.9L Headplate Machining | 3773
M1273-6902 | 2L HEADPLATE MACHINING | 2242
M1273-6905 | 5L/10L HEADPLATE MACHINING | 2392
M1273-7001 | PCB ASSY, LEVEL CONTROL | 1348
M1273-7002 | PCB ASSY, KEYBOARD/INTERFACE | 1560
M1273-7003 | PCB ASSY, PUMP/HEATER CONTROL | 1955
M1273-7004 | PCB ASSY,TEMPERATURE/AGITATION | 1710
M1273-7005 | PC BOARD ASSY, RFI FILTER | 728
M1273-7006 | PCB ASSY, GAS MIX | 3340
M1273-7007 | LCD INTERFACE BOARD | 774
M1273-7008 | NEW LCD INTERFACE PCB ASSY | 2434
M1273-8000 | DO/pH HARNESS | 146
M1273-8001 | LEVEL HARNESS | 183
M1273-8002 | MODULE ENTRY CABLE | 48.3
M1273-8003 | MODULE ENTRY CABLE - 72 LG. | 199
M1273-8004 | 120 OHM TERMINATOR | 273
M1273-8005 | POWER ENTRY ASSEMBLY, PCU | 280
M1273-8007 | FLOPPY TO MICRO-CONTROL CABLE | 72.4
M1273-8008 | Aux. I/O--Keyboard Interface to Micro-Control Cable | 75.7
M1273-8009 | KEYBOARD INTER. TO SVGA CABLE | 113
M1273-8012 | KEYBOARD TO KEY.INTER. CABLE | 107
M1273-8013 | DISPLAY TO KEY.INTERFACE CABLE | 162
M1273-8015 | External Cable and Adapter for Pump Control via BioFlo 4500 120 V | 520
M1273-8017 | DC Harness Assembly, Power Box | 666
M1273-8018 | COOLING CONTROL HARNESS | 192
M1273-8019 | RTD ASSEMBLY - 48 LG. | 978
M1273-8021 | RIBBON CABLE, 40 PIN TEMP/PIC | 168
M1273-8022 | EXTERNAL CABLE <(>&<)> ADAPTER FOR PUMP CONTROL | 512
M1273-8023 | TORROID ASSEMBLY | 1306
M1273-8031 | WATER JACKET HEATER- 1.3L/3L | 416
M1273-8032 | WATER JACKET HEATER- 7.5L/14L | 786
M1273-8033 | CABLE,CONTR. KEYBRD.INTERF/SGA | 126
M1273-8037 | SERVICE COLOR DISP POWER CABLE | 172
M1273-9015 | 1.3L/3.0L BASEPLATE WELDMENT | 2588
M1273-9016 | 7.5L/14L BASEPLATE WELDMENT | 2629
M1273-9100 | DISC,GLASS- 114.3mm[4.50]O.D. | 176
M1273-9101 | BUSHING, RESET ROD | 40.8
M1273-9107 | MICRO-SPARGE TUBE - 14L | 387
M1273-9126 | HEADPLATE BLANK, 2L | 1098
M1273-9131 | PLATE, BASE 0.9L/2L | 1627
M1273-9132 | SUPPORT ROD 0.9L/2L | 258
M1273-9133 | Clamp Ring, 2L, 3 Stud | 1227
M1273-9134 | RUBBER CLAMPING PAD 5L/10L | 81.5
M1273-9135 | RUBBER CLAMPING PAD | 72
M1273-9139 | SUPPORT ROD - 5L/10L | 402
M1273-9140 | PLATE, BASE 5L/10L | 1643
M1273-9141 | CLAMPING RING - 5L/10L | 2417
M1273-9144 | EXHAUST TUBE - 5L/10L | 172
M1273-9147 | PROBE SLEEVE | 24.1
M1273-9148 | BASE PLATE CLAMP RING 0.9L/2L | 1190
M1273-9155 | CLAMPING RING STUD - 5L/10L | 8.3
M1273-9158 | CLAMPING RING 5L(NON-JACKET) | 1864
M1273-9159 | Clamping ring for BioFlo 115 14L water-jacketed vessel | 1610
M1273-9162 | HARVEST TUBE - 5L | 545
M1273-9170 | SAMPLER TUBE | 678
M1273-9183 | MOTOR SUPPORT, DIRECT DRIVE | 1115
M1273-9188 | COUPLING, MODIFICATION | 185
M1273-9193 | SAMPLER TUBE - 10L | 1048
M1273-9194 | HARVEST TUBE - 10L | 899
M1273-9197 | HARVEST TUBE - 2L | 749
M1273-9198 | SAMPLER TUBE - 2L | 761
M1273-9200 | 0.9L THERMOWELL | 1410
M1273-9201 | 2L THERMOWELL | 1402
M1273-9202 | 5L THERMOWELL | 861
M1273-9203 | 10L THERMOWELL | 1236
M1273-9206 | Pitched Blade Impeller, 1.3+3.0L and 7.0 L, Upflow (for BioFlo/CelliGen 115) | 1356
M1273-9207 | Pitched Blade Impeller, 7.5+14.0L, Upflow (for BioFlo/CelliGen 115) | 1664
M1273-9212 | MICRO-SPARGE TUBE WELD. - 14L | 2371
M1273-9245 | BAFFLE WELDMENT - 5L | 2130
M1273-9246 | SPARGER RING ASSEMBLY - 5L | 803
M1273-9247 | COOLING RING WELDMENT - 5L | 2076
M1273-9249 | COOLING RING WELDMENT - 2L | 1506
M1273-9251 | SPARGER RING WELDMENT - 10L | 1248
M1273-9256 | SPARGER RING WELDMENT - 2L | 728
M1273-9259 | Sparger/Cooling Ring Weldment 0.9L | 3166
M1273-9260 | Harvest Sampler Weldment 0.9L | 1044
M1273-9263 | BAFFLE WELDMENT - 0.9L | 1710
M1273-9264 | BAFFLE WELDMENT - 2L | 1676
M1273-9265 | BAFFLE WELDMENT - 10L | 1273
M1273-9266 | Autoclave Rack for 7.5 + 14.0L Vessel (for BioFlo/ CelliGen 115) | 1514
M1273-9270 | SOLENOID BRACKET WELDMENT | 154
M1273-9286 | CAP/TUBE WELDMENT | 1181
M1273-9290 | Pitched BladeImpeller, 1.3+3.0L and 7.0 L, Downflow (for BioFlo/CelliGen 115) | 1356
M1273-9291 | Rushton Impeller, 1.3+3.0L (for BioFlo/CelliGen 115) | 1057
M1273-9292 | Rushton Impeller, 7.5L (for BioFlo/CelliGen 115) | 1273
M1273-9293 | Rushton Impeller, 14.0L (for BioFlo/CelliGen 115) | 1543
M1273-9301 | PCU DISPLAY COVER | 210
M1273-9328 | 1.3L DIRECT DRIVE SHAFT | 924
M1273-9329 | 3.0L DIRECT DRIVE SHAFT | 948
M1273-9330 | 5L DIRECT DRIVE SHAFT | 1206
M1273-9331 | 10L DIRECT DRIVE SHAFT | 1352
M1273-9333 | 2L Magnetic Drive Shaft | 765
M1273-9334 | 5L MAGNETIC DRIVE SHAFT | 1373
M1273-9336 | BEARING HOUSING, MACHINING | 1248
M1273-9354 | TUBE, HARVEST 2L SPIN FILTER | 882
M1273-9400 | ADAPTER, COMPRESSION 12mm | 478
M1273-9402 | ADAPT. 12mm PORTx6.35mm TUBE | 220
M1273-9403 | ADAPTER, 6.35mm PORT & TUBE | 415
M1273-9404 | ADAPTER, 12mm PORT & TUBE | 136
M1273-9405 | 6.35mm Port Plug (for BioFlo/ CelliGen 115) | 210
M1273-9406 | 12mm Port Plug (for BioFlo/ CelliGen 115) | 214
M1273-9407 | 19mm Port Plug (for BioFlo/ CelliGen 115) | 336
M1273-9411 | ADAPTER, SEPTUM - 12mm | 428
M1273-9412 | CAP, SEPTUM - 12mm | 271
M1273-9415 | Heater Plate Cover 0.9L/2L | 574
M1273-9417 | INSULATION, HEATER - 5L/10L | 154
M1273-9419 | ROD, THERMOSTAT RESET | 72
M1273-9423 | HEATERPLATE COVER - 5L/10L | 4.2
M1273-9424 | WATER JACKET GUARD | 165
M1273-9429 | BEARING SPACER | 144
M1273-9430 | LIP SEAL SPACER | 254
M1273-9432 | EXTRACTION TUBE - 500mL | 191
M1273-9433 | INNER MAGNET | 545
M1273-9491 | PAD, RESTRICTOR | 27
M1273-9501 | CLAMP. RING - 2L (6 STUD) | 1082
M1273-9518 | Bottle Holder, BF110 | 215
M1273-9519 | WASHER, BOTTLE HOLDER | 81.5
M1273-9520 | MOTOR SUPP. DIRECT DRIVE .9&2L | 1082
M1273-9523 | COVER, PCU UNIT | 1065
M1273-9526 | COVER, pH/DO2 / LEVEL | 503
M1273-9530 | BASE, pH/DO2 | 487
M1273-9539 | Upper Motor Support, Magnetic | 636
M1273-9540 | LOWER MOTOR SUPPORT,MAGN. | 1102
M1273-9541 | SPACER, MAGNETIC DRIVE | 740
M1273-9544 | EXHAUST TUBE, BARBED | 64.9
M1273-9545 | FILL TUBE, BARBED | 186
M1273-9561 | BRACKET, ROTOMETER | 167
M1273-9565 | DIP SWITCH COVER | 113
M1273-9570 | 12mm ADAPTER FOR 6.35mm ADAPT. | 293
M1273-9574 | ADDITION TUBE _250ML | 79.5
M1273-9575 | 6mm Single Addition Tube for 6mm adapter (for BioFlo/ CelliGen 115) | 359
M1273-9577 | NUT, KNURLED - M6 x 1.0 | 131
M1273-9578 | NUT, KNURLED - M8 x 1.25 | 158
M1273-9580 | KNURLED NUT, MODIFIED | 352
M1273-9581 | PLUG, EXHAUST 0.9L/2L | 109
M1273-9590 | KNURLED NUT - 3/16, MODIFIED | 88.6
M1273-9596 | HUB, PITCH. IMPELL. 10mm SHAFT | 649
M1273-9621 | LEVL BOX - OVERLAY | 39.1
M1273-9900 | Headplate Port Washers/ O-Ringe (for BioFlo/ CelliGen 115) | 275
M1273-9901 | Marine Blade, 1.3+3.0L (for BioFlo/CelliGen 115) | 932
M1273-9902 | Marine Blade, 7,5+14.0L (for BioFlo/CelliGen 115) | 1165
M1273-9907 | 1.3L Heater Blanket Vessel (for BioFlo/CelliGen 115) | 915
M1273-9908 | 1.3L Water Jacket Vessel (for BioFlo/CelliGen 115) | 3444
M1273-9909 | 3.0L Heater Blanket Vessel (for BioFlo/CelliGen 115) | 1073
M1273-9915 | 3.0L Water Jacket Vessel (for BioFlo/CelliGen 115) | 3648
M1273-9916 | 7.5L Heater Blanket Vessel (for BioFlo/CelliGen 115) | 2263
M1273-9917 | 7.5L Water Jacket Vessel (for BioFlo/CelliGen 115) | #VALUE!
M1273-9918 | 14.0L Heater Blanket Vessel (for BioFlo/CelliGen 115) | 2920
M1273-9919 | 14.0L Water Jacket Vessel (for BioFlo/CelliGen 115) | #VALUE!
M1273-9920 | OPERATING MANUAL - BF110 | 172
M1273-9922 | OPERATING MANUAL - DO/pH | 94.8
M1273-9923 | OPERATING MANUAL - LEVEL | 94.8
M1273-9930 | Heater Blankets for 7.5L Vessels (for BioFlo 110) | 1427
M1273-9931 | Heater Blankets for 1.3L Vessels (for BioFlo 110) | 1077
M1273-9932 | Heater Blankets for 3.0L Vessels (for BioFlo 110) | 1302
M1273-9933 | Heater Blankets for 14.0L Vessels (for BioFlo 110) | 1943
M1273-9934 | SILICONE MAT HEATER 0.9L/2L | 462
M1273-9935 | SILCONE MAT HEATER 5L/10L | 674
M1273-9936 | Bearing Housing Cap (10 pack) (for BioFlo/CelliGen 115) | 126
M1273-9937 | PCU DISPLAY, RETROFIT KIT | 1240
M1273-9940 | Addition Bottle Holder Kit (for BioFlo/CelliGen 115) | 499
M1273-9942 | FOAM TRAP 250MM | 2172
M1273-9945 | Replacement Exhaust Condenser for 1.3, 3.0 + 7.5L Vessels (for BioFlo/CelliGen 115) | 2654
M1273-9946 | Sampling Assembly, 1.3L (for BioFlo/CelliGen 115) | 2022
M1273-9947 | FOAM LEVEL PROBE KIT 1.3 L VESSEL | 1156
M1273-9949 | Sampling Assembly, 3.0L (for BioFlo/CelliGen 115) | 2600
M1273-9951 | FOAM LEVEL PROBE KIT 3L VESSEL | 1156
M1273-9953 | Sampling Assembly, 7.5L (for BioFlo/CelliGen 115) | 2600
M1273-9956 | Sampling Assembly, 14.0L (for BioFlo/CelliGen 115) | 2600
M1273-9957 | Replacement Exhaust Condenser for 14.0L Vessels (for BioFlo /CelliGen 115) | 3132
M1273-9959 | SERVICE, COLOR DISPLAY KIT | 3295
M1273-9960 | FOAM LEVEL PROBE KIT 7.5L & 14L VESSEL | 1394
M1273-9961 | Tri-port Adapter (for BioFlo/ CelliGen 115) | 869
M1273-9962 | FOAM PROBE KIT | 1144
M1273-9970 | BF110 GEL PH ELECTRODE KIT, METTLER INGOLD - 1 L DIRECT DRIVE | 2800
M1273-9974 | BF110 DO ELECTRODE KIT, METTLER INGOLD - 1 L DIRECT DRIVE | #VALUE!
M1273-9975 | BF110 DO ELECTRODE KIT, METTLER INGOLD - 1 LMAGNETIC DRIVE | #VALUE!
M1273-9977 | BF110 GEL PH ELECTRODE KIT, METTLER INGOLD - 3 L DIRECT OR MAG DRIVE | 2816
M1273-9979 | BF110 DO ELECTRODE KIT, METTLER INGOLD - 3 L DIRECT OR MAG DRIVE | #VALUE!
M1273-9982 | BF110 GEL PH ELECTRODE KIT, METTLER INGOLD - 7.5 L DIRECT OR MAG DRIVE | 2900
M1273-9983 | 5L/10L INGOLD ELECT. pH KIT | 2879
M1273-9985 | BF110 GEL PH ELECTRODE KIT, METTLER INGOLD - 14 L DIRECT OR MAG DRIVE | 3291
M1273-9986 | BF110 DO ELECTRODE KIT, METTLER INGOLD - 7.5 L DIRECT OR MAG DRIVE | #VALUE!
M1273-9988 | BF110 DO ELECTRODE KIT, METTLER INGOLD - 14 L DIRECT OR MAG DRIVE | #VALUE!
M1273-9989 | Addition Bottle Kit (250ml) (for BioFlo/CelliGen 115) | 1032
M1273-9990 | Addition Bottle Kit (500ml) (for BioFlo/CelliGen 115) | 1032
M1273-9991 | Spare Kit, 1.3+3.0L HB Vessel (for BioFlo/CelliGen 115) | 1610
M1273-9992 | Spare Kit, 7.5+14.0L HB Vessel (for BioFlo/CelliGen 115) | 1997
M1273-9998 | Spare Kit, 1.3+3.0L WJ Vessel (for BioFlo/CelliGen 115) | 1731
M1273-9999 | Spare Kit, 7.5+14.0L WJ Vessel (for BioFlo/CelliGen 115) | 2142
M1276-0000 | EX-2000 Off-Gas Oxygen / Carbon Dioxide Monitor, 100 - 240V, 50/60 Hz | #VALUE!
M1276-5000 | EX-2000 Monitor Stand for bench mounting | 1265
M1276-8100 | Output Cable (One End Tinned) for EX-2000 | 478
M1276-8101 | Output Cable (Connectors on both ends) for EX2000 | 641
M1281-0300 | TOP PLASTIC COVER | 2679
M1282-0001 | Innova 44 100V 60Hz | #VALUE!
M1282-0002 | Innova 44 Stackable Incubator Shaker, 1 in (2.5 cm) Orbit, 230V, 50Hz | #VALUE!
M1282-0003 | Innova 44 100V 50Hz | #VALUE!
M1282-0005 | Innova 44R Stackable Incubator Shaker with Refrigeration, 1 in (2.5 cm) Orbit, 100V, 60Hz | #VALUE!
M1282-0006 | Innova 44R Stackable Incubator Shaker with Refrigeration, 1 in (2.5 cm) Orbit, 230V, 50Hz | #VALUE!
M1282-0007 | Innova 44R 100V 50Hz | #VALUE!
M1282-0011 | Innova 44 Stackable Incubated Shaker, 2 in (5.1 cm) Orbit, 100V, 60Hz | #VALUE!
M1282-0012 | Innova 44 Stackable Incubator Shaker, 2 in (5.1 cm) Orbit, 230V, 50Hz | #VALUE!
M1282-0013 | Innova 44 Stackable Incubator Shaker, 2 in (5.1 cm) Orbit, 100V 50Hz | #VALUE!
M1282-0015 | Innova 44R Stackable Incubator Shaker with Refrigeration, 2 in (5.1 cm) Orbit, 100V, 60Hz | #VALUE!
M1282-0016 | Innova 44R Stackable Incubator Shaker with Refrigeration, 2 in (5.1 cm) Orbit, 230V, 50Hz | #VALUE!
M1282-0017 | Innova 44 Stackable Incubated Shaker, 100V 50Hz, 2 in (5 cm) Orbit with Remote Alarm and Humidity Monitor | #VALUE!
M1282-0291 | 12-Port Gassing Manifold for direct gassing into flasks (for Innova 44/44R) | 2596
M1282-0500 | Stacking Kit to join two Innova 44/44R Shaker | 1310
M1282-0501 | Stacking Kit to join Innova 44/44R with Innova 4400 | 1310
M1282-0510 | I44 Door Replacement Kit | 3103
M1282-0600 | Short Base to raise Shaker by 4 in(10.2 cm) (for Innova 44/44R) | 2396
M1282-0610 | KIT, STACKING HARDWARE (I44 - SHORT) | 1107
M1282-0700 | Tall Base to raise Shaker by 16 in (40.6 cm) (for Innova 44/44R) | #VALUE!
M1282-0800 | Medium Base to raise Shaker by 12 in(30.5 cm) (for Innova 44/44R) | #VALUE!
M1282-1300 | Compressor Service Kit for P0620-0813. Includes: Overload Protector, Electrical Components Cover, | 139
M1282-3005 | USER INTERFACE | 3378
M1282-3006 | CABINET ASSEMBLY-INNOVA 44 | #VALUE!
M1282-3009 | PULL OUT-NON REFRIG. DRAWER V2 | #VALUE!
M1282-3822 | PULL OUT REF. DRAWER 230V 50Hz | #VALUE!
M1282-5000 | Electronics Shelf Ass'y | 3960
M1282-5003 | DRIVE ASS'Y (2 STR. BOT) | #VALUE!
M1282-5005 | Metrimate Bracket Assembly | 749
M1282-5006 | METRIMATE BRKT ASSY-(CABINET) | 1468
M1282-5010 | MOTOR ASS'Y | 1568
M1282-5011 | Humidity Monitor (for Innova 44/44R) | 2654
M1282-5012 | THERMISTOR ASS'Y | 293
M1282-5013 | DISPLAY ASS'Y | 1481
M1282-5018 | Slideout Assembly, I44 | 2172
M1282-5022 | ADAPTER PLATE ASSY-INNOVA 44 | 2612
M1282-5028 | SWITCH PLATE ASSEMBLY | 807
M1282-5031 | STEPPER VALVE ASS'Y | 1543
M1282-5033 | Socket (L.H.) Assembly | 144
M1282-5034 | Socket (R.H.) Assembly | 87.4
M1282-5035 | CHAMBER LIGHT SOCKET ASS'Y | 101
M1282-5041 | AXIAL FAN BLOWER ASSY | 2192
M1282-5042 | HANDLE KIT | 874
M1282-5044 | THERMISTOR ASSY VERSION 2 | 181
M1282-5051 | DOOR ASSY | 3478
M1282-5922 | EPROM PROGRAMMED | 114
M1282-5924 | EPROM Programmed | 110
M1282-5950 | EPROM PROGRAMMED | 144
M1282-5952 | EPROM PROGRAMMED | 114
M1282-6000 | Spare Parts Kit (for Innova Shakers) | 284
M1282-6101 | Tubing Kit Innova 44R | 1872
M1282-6334 | BRG. HSG.ASS'Y,2STR (SHORT) | #VALUE!
M1282-7002R | CONTROL PCB SERVICE KIT | 2496
M1282-7004R | PWR DIST PCB SERVICE KIT | 1439
M1282-7006 | TILT SWITCH BOARD | 293
M1282-7010 | DISPLAY CONTROLLER - ICD | 1281
M1282-7011 | POWER DISTRIBUTION BOARD | 1285
M1282-7012 | SUPER NOVA CONTROL BOARD -ICD | 1260
M1282-7014 | INNOVA CONTROL PCB ASSY - ICD | 1252
M1282-8000 | RS232 CABLE | 131
M1282-8001 | DISPLAY CABLE | 149
M1282-8002 | DC (RECEPTACLE HOUSING)HARNESS | 512
M1282-8003 | I/O CABLE | 194
M1282-8007 | AC (RECEPTACLE HOUSING)HARNESS | 449
M1282-8011 | PUSH BUTTON SWITCH ASSEMBLY | 194
M1282-8012 | TACH SENSOR HARNESS ASSEMBLY | 728
M1282-8013 | HEATER/BLOWER HARNESS | 199
M1282-8014 | DC (PLUG HOUSING) HARNESS | 882
M1282-8015 | AC (PLUG HOUSING) HARNESS | 474
M1282-8016 | DISPLAY INTERFACE HARNESS | 2159
M1282-8020 | OVER PRESSURE SWITCH MOIFIED | 499
M1282-8022 | SERVICE HARNESS, AC LINE | 969
M1282-8023 | SERVICE HARNESS, DC LINE | 1186
M1282-8024 | SWITCH,OVER PRESS.300 PSI(MOD) | 322
M1282-8031 | TILT SWITCH RETRO-FIT HAENESS | 280
M1282-8032 | HUMIDITY SENSOR ASSEMBLY | 595
M1282-8038 | Remote Alarm (for Innova 44/44R) | 849
M1282-8043 | DC RECEPTACLE HOUSING HARNESS | 364
M1282-8046 | Lid Switch Assembly for Innova 44(R) Shaker | 104
M1282-9137 | KNOB-SELECT | 29.1
M1282-9138 | START STOP BUTTON | 20.4
M1282-9147 | ELECTRONICS MOUNTING PLATE | 986
M1282-9187 | Corner Foot Support | 28.7
M1282-9188 | FRONT BRACKET 4 & 6 INCH STAND | 113
M1282-9189 | RIGHT SIDE BRK'T 4 & 6 STAND | 172
M1282-9190 | LEFT SIDE BRK'T,4&6 INCH STAND | 172
M1282-9197 | Top Cover, Innova 44 | 171
M1282-9213 | STACKING RAIL (L.H.) | 358
M1282-9214 | Stacking Rail (R.H.) | 356
M1282-9217 | DOOR FRAME WELDMENT | 1219
M1282-9221 | PLATFORM LOCKING LEVER WELDMNT | 807
M1282-9222 | EXTENSION STAND WELDMENT-4 | 1360
M1282-9223 | EXTENSION STAND WELDMENT-12 | 2080
M1282-9225 | PUSHBAR ASSEMBLY-DOOR LATCH | 2920
M1282-9226 | TIE BAR WELDMENT | 1389
M1282-9229 | STACKING RAIL RH I44 TO I44XX | 474
M1282-9312 | FRONT LOWER GRILL | 235
M1282-9321 | BLOCK,ACTUATOR ROD SUPPORT .25 | 117
M1282-9324 | WEDGE,DOOR LATCH ACTUATOR | 495
M1282-9325 | ROD,ACTUATOR .250,DOOR LACTH | 330
M1282-9326 | ROD,ACTUATOR .375-DOOR LATCH | 428
M1282-9332 | PLATE, ACTUATOR BACK | 70.3
M1282-9334 | BRACKET,DOOR COUNTERBALANCE | 366
M1282-9355 | LIGHT SHIELD | 58.7
M1282-9361 | SCREW,SHOULDER WITH HEX HEAD | 321
M1282-9362 | SCREW, LONG SHOULDER | 366
M1282-9376 | CONDENSER UNIT BRACKET | 109
M1282-9406 | UPPER ARM-RH (NEUTRAL BAL.) | 424
M1282-9407 | UPPER ARM-LF (NEUTRAL BAL.) | 424
M1282-9441 | PULLEY-1.50 O.D. (POLY-V) | 307
M1282-9442 | Pulley for Drive Assembly for Innova 44R Shaker, 6.17 OD Poly V | 441
M1282-9456 | LOWER ARM | 158
M1282-9457 | LENS, LCD DISPLAY | 176
M1282-9472 | Cam Platform Lock | 70.3
M1282-9473 | STOP, PLATFORM | 478
M1282-9474 | BAR, LOCK | 532
M1282-9475 | BASE, MOUNTING, INNOVA 44 | 1290
M1282-9485 | RTD PLACEMENT BLOCK | 76.5
M1282-9486 | Innova 44 Lid Latch | 47.8
M1282-9488 | SCREW, SHOULDER | 81.5
M1282-9489 | SCREW,SHOULDER, WITH SHORT HD | 122
M1282-9504 | FRONT BEZEL DOOR | 1560
M1282-9520 | BEZEL FRONT-SUPERNOVA | 1414
M1282-9539 | Door Gasket for Innova 44 | 138
M1282-9900 | TILT SWITCH RETRO-FIT KIT | 944
M1282-9901 | EPROM/FAN HARNESS SERVICE KIT | 924
M1282-9903 | EVAPORATOR COIL | 948
M1282-9904 | Universal Platform (for Innova 44/44R, Slide-Out) | #VALUE!
M1282-9905 | 125 mL Erlenmeyer Flask Dedicated Platform (for Innova 44/44R, Slide-Out) | #VALUE!
M1282-9906 | 250 mL Erlenmeyer Flask Dedicated Platform (for Innova 44/44R, Slide-Out) | #VALUE!
M1282-9907 | 500 mL Erlenmeyer Flask Dedicated Platform (for Innova 44/44R, Slide-Out) | #VALUE!
M1282-9908 | 1 L Erlenmeyer Flask Dedicated Platform (for Innova 44/44R, Slide-Out) | #VALUE!
M1282-9909 | 2 L Erlenmeyer Flask Dedicated Platform (for Innova 44/44R, Slide-Out) | #VALUE!
M1282-9910 | 2.8 L Fernbach Flask Dedicated Platform (for Innova 44/44R, Slide-Out) | #VALUE!
M1282-9911 | 4 L Erlenmeyer Flask Dedicated Platform (for Innova 44/44R, Slide-Out) | #VALUE!
M1282-9913 | Sticky Pad Platform (for Innova 44/44R, Slide-Out) | 2958
M1282-9914 | PLATFORM ASS'Y 2L (18 X 30) | #VALUE!
M1282-9915 | Universal Platform, 3⁄8 in Aluminum Plate (for Innova 44/44R, Slide-Out) | #VALUE!
M1282-9920 | MANUAL, OPERATING (I44/I44R) | 136
M1282-9921 | UV Germicidal Lamp for Innova 44R only | #VALUE!
M1282-9922 | Photosynthetic Light Bank for Innova 44R only | #VALUE!
M1282-9924 | CHAMBER LIGHT SOC. ASS'Y KIT | 961
M1282-9925 | 1 L Dedicated Platform, 3⁄8 in Aluminum Plate (for Innova 44/44R, Slide-Out) | #VALUE!
M1282-9926 | 2 L Dedicated Platform, 3⁄8 in Aluminum Plate (for Innova 44/44R, Slide-Out) | #VALUE!
M1282-9927 | 2.8 L Dedicated Platform, 3⁄8 in Aluminum Plate (for Innova 44/44R, Slide-Out) | #VALUE!
M1282-9928 | 4 L Dedicated Platform, 3⁄8 in Aluminum Plate (for Innova 44/44R, Slide-Out) | #VALUE!
M1282-9930 | GROW LIGHT FIELD SERVICE KIT | 3178
M1282-9982 | BAT HOLD, OV PRESS LEAD KIT | 624
M1282-9983 | DOOR SERVICE KIT | 3245
M1282-9984 | TACH CABLE & RTD REWORK | 1294
M1282-9985 | DOOR TENSION ADJ.-SERVICE KIT | 703
M1282-9986 | PLATFORM DR. 2L (18 X 30) | 1743
M1282-9999 | Kit, Control and Display Board for I42, 43, and 44 Shakers | 2084
M1286-0100 | Connection Kit (for BioCommand) | 1864
M1286-8010 | BioCommand Cable | 832
M1287-0020 | RS-232 8-Port (Serial) Interface Box (for BioFlo/ CelliGen 310) | 4110
M1287-0101 | Basic Validation Kit (for BioFlo 310) | #VALUE!
M1287-0102 | Basic Plus Validation Kit (for BioFlo 310) | #VALUE!
M1287-0110 | SHIPPING KIT BF310 110V | 2429
M1287-0111 | Basic Validation Kit (for CelliGen 310) | #VALUE!
M1287-0114 | Basic Plus Validation Kit (for CelliGen 310) | #VALUE!
M1287-0300 | 2.5L Single-walled vessel with SS dish heat exchanger. Motor included | #VALUE!
M1287-0301 | 5.0L Single-walled vessel with SS dish heat exchanger. Motor included | #VALUE!
M1287-0302 | 7.5L Single-walled vessel with SS dish heat exchanger. Motor included | #VALUE!
M1287-0303 | 14.0L Single-walled vessel with SS dish heat exchanger. Motor included | #VALUE!
M1287-0310 | 2.5L Double-walled vessel with water jacked heat exchanger. Motor included | #VALUE!
M1287-0311 | 5.0L Double-walled vessel with water jacketed heat exchanger. Motor included | #VALUE!
M1287-0312 | 7.5L Double-walled vessel with water jacketed heat exchanger. Motor included | #VALUE!
M1287-0313 | 14.0L Double-walled vessel with water jacketed heat exchanger. Motor included | #VALUE!
M1287-0320 | 2.5L Single-walled vessel with SS dish heat exchanger | #VALUE!
M1287-0321 | 5.0L Single-walled vessel with SS dish heat exchanger | #VALUE!
M1287-0322 | 7.5L Single-walled vessel with SS dish heat exchanger | #VALUE!
M1287-0323 | 14.0L Single-walled vessel with SS dish heat exchanger | #VALUE!
M1287-0330 | 2.5L Double-walled vessel with water jacketed heat exchanger | #VALUE!
M1287-0331 | 5.0L Double-walled vessel with water jacketed heat exchanger | #VALUE!
M1287-0332 | 7.5L Double-walled vessel with water jacketed heat exchanger | #VALUE!
M1287-0333 | 14.0L Double-walled vessel with water jacketed heat exchanger | #VALUE!
M1287-0400 | BioFlo/CelliGen 310 pH/DO Probe Kit 2.5L (incl. probe + cable) | #VALUE!
M1287-0401 | BioFlo/CelliGen 310 pH/DO Probe Kit 5.0L (incl. probe + cable) | #VALUE!
M1287-0402 | BioFlo/CelliGen 310 pH/DO Probe Kit 7.5L (incl. probe + cable) | #VALUE!
M1287-0403 | BioFlo/CelliGen 310 pH/DO Probe Kit 14.0L (incl. probe + cable) | #VALUE!
M1287-0410 | BioFlo 310 Redox Probe Kit 2.5L (incl probe + cable) | 2488
M1287-0411 | BioFlo 310 Redox Probe Kit 5.0L (incl. probe + cable) | 3116
M1287-0412 | BioFlo 310 Redox Probe Kit 7.5L (incl. probe + cable) | 3116
M1287-0413 | BioFlo 310 Redox Probe Kit 14.0L (incl probe + cable) | 3532
M1287-0430 | 2.5L, pH Probe Kit, BF310 | 2126
M1287-0500 | VESSEL KIT, 2.5L FERMENTATION | #VALUE!
M1287-0501 | VESSEL KIT, 5L FERMENTATION | #VALUE!
M1287-0502 | VESSEL KIT, 7.5L FERMENTATION | #VALUE!
M1287-0503 | VESSEL KIT, 14L FERMENTATION | #VALUE!
M1287-0510 |  | #VALUE!
M1287-0603 | BF 310, 14L INGOLD DO PROBE KIT | #VALUE!
M1287-0610 | BF 310, 1L INGOLD PH PROBE KIT | 1876
M1287-0612 | BF 310, 6L INGOLD PH PROBE KIT | 2238
M1287-0620 | *1L, 3L Ingold Gel Filled BF 310 | 2766
M1287-0622 | BF310, 6L INGOLD REDOX KIT | 2833
M1287-0623 | BF310, 14L INGOLD REDOX KIT | 3241
M1287-0650 | BF310, 2.2L CC INGOLD - REDOX KIT | 2766
M1287-0651 | BF310, 5L CC INGOLD - REDOX KIT | 2766
M1287-0652 | BF310, 7.5L CC INGOLD - REDOX KIT | 2908
M1287-0653 | BF310, 14L CC INGOLD - REDOX KIT | 3241
M1287-0654 | BF310, 2.2L CC INGOLD - BASKET IMPELLER LOWER REDOX KIT | 2766
M1287-0655 | BF310, 5L CC INGOLD - BASKET IMPELLER LOWER REDOX KIT | 2766
M1287-0656 | BF310, 7.5L CC INGOLD - BASKET IMPELLER LOWER REDOX KIT | 2908
M1287-0657 | BF310, 14L CC INGOLD - BASKET IMPELLER LOWER REDOX KIT | 3241
M1287-0665 | BF310, 5L INGOLD - BASKET IMPELLER LOWER DO KIT | #VALUE!
M1287-0666 | BF310, 7.5L INGOLD - BASKET IMPELLER LOWER DO KIT | #VALUE!
M1287-0667 | BF310, 14L INGOLD - BASKET IMPELLER LOWER DO KIT | #VALUE!
M1287-0670 | 2.2L BF 310 cell culture pH/DO probe Kits | #VALUE!
M1287-0671 | 5L BF 310 cell culture pH/DO probe Kits | #VALUE!
M1287-0672 | 7.5L BF 310 cell culture pH/DO probe Kits | #VALUE!
M1287-0673 | 14L BF 310 cell culture pH/DO probe Kits | #VALUE!
M1287-0674 | CelliGen 310 pH/DO Probe Kit 2.5/5.0L (incl. probe + cable) | #VALUE!
M1287-0675 | CelliGen 310 pH/DO Probe Kit 7.5L (incl. probe + cable) | #VALUE!
M1287-0676 | CelliGen 310 pH/DO Probe Kit 14.0L (incl. probe + cable) | #VALUE!
M1287-0700 | MOTOR KIT, 1L & 3L, BF310 | 2800
M1287-0750 | MOTOR KIT CELL CULTURE BF310 | #VALUE!
M1287-0800 | MOTOR KIT, 6L, BF310 | 2800
M1287-0900 | MOTOR KIT, 14L, BF310 | 2800
M1287-1004 | 1 TMFC, 0.1-5 SLPM Cell Cul- ture Cabinet plus 230V Master Control Station (for Upgrade of CelliGen Plus Vessel) | #VALUE!
M1287-1005 | 1 TMFC, 0.4-20 SLPM Com- plete Fermentation Cabinet plus 230V Master Control Station (for Upgrade of | #VALUE!
M1287-1006 | BF310 CONTROL 230V 1TMFC 5SLPM, AC PUMPS | #VALUE!
M1287-1110 | 2.5 L Cell Lift Impeller Kit for microcarriers (85μm) (for CelliGen 310) | #VALUE!
M1287-1111 | 5.0 L Cell Lift Impeller Kit for microcarriers (85μm) (for CelliGen 310) | #VALUE!
M1287-1112 | 7.5 L Cell Lift Impeller Kit for microcarriers (85μm) (for CelliGen 310) | #VALUE!
M1287-1113 | 14.0 L Cell Lift Impeller Kit for microcarriers (85μm) (for CelliGen 310) | #VALUE!
M1287-1120 | SPIN FILTER, KIT, SUSP. - 2.5L SPECIAL | #VALUE!
M1287-1121 | SPIN FILTER, KIT, SUSP. - 5.0L SPECIAL | #VALUE!
M1287-1122 | SPIN FILTER, KIT, SUSP. - 7.5L SPECIAL | #VALUE!
M1287-1123 | SPIN FILTER, KIT, SUSP. - 14.0 L SPECIAL | #VALUE!
M1287-1125 | 2.5 L Spin Filter Impeller Kit (10 µm) (for CelliGen 310) | #VALUE!
M1287-1126 | 5.0 L Spin Filter Impeller Kit (10 µm) (for CelliGen 310) | #VALUE!
M1287-1127 | 7.5 L Spin Filter Impeller Kit (10 µm) (for CelliGen 310) | #VALUE!
M1287-1128 | 14.0 L Spin Filter Impeller Kit (10 µm) (for CelliGen 310) | #VALUE!
M1287-1135 | 2.5 L Spin Filter Impeller Kit (75 µm) (for CelliGen 310) | #VALUE!
M1287-1136 | 5.0 L Spin Filter Impeller Kit (75 µm) (for CelliGen 310) | #VALUE!
M1287-1137 | 7.5 L Spin Filter Impeller Kit (75 µm) (for CelliGen 310) | #VALUE!
M1287-1138 | 14.0 L Spin Filter Impeller Kit (75 µm) (for CelliGen 310) | #VALUE!
M1287-1140 | 2.5 L Basket Impeller Kit (for CelliGen 310) | #VALUE!
M1287-1141 | 5.0 L Basket Impeller Kit (for CelliGen 310) | #VALUE!
M1287-1142 | 7.5 L Basket Impeller Kit (for CelliGen 310) | #VALUE!
M1287-1143 | 14.0 L Basket Impeller Kit (for CelliGen 310) | #VALUE!
M1287-1150 | Air Wash Kit (for CelliGen310) | #VALUE!
M1287-1170 | BioFlo 310 Compact Autocla- vable Benchtop Fermentor, Pre- Configured System, Total Vol. 2.5L, Working Vol. 0.75- | #VALUE!
M1287-1171 | BioFlo 310 Compact Autocla- vable Benchtop Fermentor, Pre- Configured System, Total Vol. 5.0L, Working Vol. 1.25- | #VALUE!
M1287-1172 | BioFlo 310 Compact Autocla- vable Benchtop Fermentor, Pre- Configured System, Total Vol. 7.5L, Working Vol. 2.0- | #VALUE!
M1287-1173 | BioFlo 310 Compact Autocla- vable Benchtop Fermentor, Pre- Configured System, Total Vol. 14.0L, Working Vol. 3.0- | #VALUE!
M1287-1174 | BioFlo 310 Compact Autocla- vable Benchtop Fermentor, Pre- Configured System, Total Vol. 2.5L, Working Vol. 0.75- | #VALUE!
M1287-1175 | BioFlo 310 Compact Autocla- vable Benchtop Fermentor, Pre- Configured System, Total Vol. 5.0L, Working Vol. 1.25- | #VALUE!
M1287-1177 | BioFlo 310 Compact Autocla- vable Benchtop Fermentor, Pre- Configured System, Total Vol. 14.0L, Working Vol. 3.0- | #VALUE!
M1287-1185 | 2.5 L Perfusion Kit (for CelliGen 310) | #VALUE!
M1287-1186 | 5.0 L Perfusion Kit (for CelliGen 310) | #VALUE!
M1287-1187 | 7.5 L Perfusion Kit (for CelliGen 310) | #VALUE!
M1287-1188 | 14.0 L Perfusion Kit (for CelliGen 310) | #VALUE!
M1287-1190 | 2.5 L Decanter Assembly (for CelliGen 310) | #VALUE!
M1287-1191 | 5.0 L Decanter Assembly (for CelliGen 310) | #VALUE!
M1287-1192 | 7.5 L Decanter Assembly (for CelliGen 310) | #VALUE!
M1287-1193 | 14.0 L Decanter Assembly (for CelliGen 310) | #VALUE!
M1287-1200 | Motor Conversion Kit, for BioFlo 3000 Vessels, 1 + 3 L | #VALUE!
M1287-1201 | Motor Conversion Kit, for BioFlo 3000 Vessels, 6 L | #VALUE!
M1287-1202 | Motor Conversion Kit, for BioFlo 3000 Vessels, 14 L | #VALUE!
M1287-1203 | Motor Conversion Kit, for CelliGen Plus Vessels, 2.2 + 5 L | #VALUE!
M1287-1204 | Motor Conversion Kit, for CelliGen Plus Vessels, 7 + 14 L | #VALUE!
M1287-1205 | BioFlo 310 Retro Kit, for BioFlo 310 Vessels, 2.5 L | #VALUE!
M1287-1206 | BioFlo 310 Retro Kit, for BioFlo 310 Vessels, 5.0 L | #VALUE!
M1287-1207 | BioFlo 310 Retro Kit, for BioFlo 310 Vessels, 7.5 L | #VALUE!
M1287-1208 | BioFlo 310 Retro Kit, for BioFlo 310 Vessels, 14.0 L | #VALUE!
M1287-1210 | CelliGen 310 Retro Kit, for CelliGen 310 Vessels, 2.5 L | #VALUE!
M1287-1211 | CelliGen 310 Retro Kit, for CelliGen 310 Vessels, 5.0 L | #VALUE!
M1287-1212 | CelliGen 310 Retro Kit, for CelliGen 310 Vessels, 7.5 L | #VALUE!
M1287-1213 | CelliGen 310 Retro Kit, for CelliGen 310 Vessels, 14.0 L | #VALUE!
M1287-1260 | CelliGen 310 Autoclavable Stirred-Tank/Bioreactor, Pre- Configured System, Total Vol. 2.5L, Working Vol. 0.6- | #VALUE!
M1287-1263 | CelliGen 310 Autoclavable Stirred-Tank/Bioreactor, Pre- Configured System, Total Vol. 14.0L, Working Vol. 3.5- | #VALUE!
M1287-1264 | CelliGen 310 Autoclavable Stirred-Tank/Bioreactor, Pre- Configured System, Total Vol. 2.5L, Working Vol. 0.6- | #VALUE!
M1287-1265 | CelliGen 310 Autoclavable Stirred-Tank/Bioreactor, Pre- Configured System, Total Vol. 5.0L, Working Vol. 1.2- | #VALUE!
M1287-1266 | CelliGen 310 Autoclavable Stirred-Tank/Bioreactor, Pre- Configured System, Total Vol. 7.5L, Working Vol. 1.5- | #VALUE!
M1287-1267 | CelliGen 310 Autoclavable Stirred-Tank/Bioreactor, Pre- Configured System, Total Vol. 14.0L, Working Vol. 3.5- | #VALUE!
M1287-1271 | CELLIGEN 310, CUSTOM CONTROLLER, STANDARD PUMPS | #VALUE!
M1287-2008 | WATER RECIRC ASSEMBLY W/ UNIV VO | #VALUE!
M1287-2011 | BioFlo/CelliGen 310 Gas Option, 1 TMFC (0.1 - 5 SLPM) | #VALUE!
M1287-2012 | BioFlo/CelliGen 310 Gas Option, 1 TMFC (0.4 - 20 SLPM) | #VALUE!
M1287-2013 | BioFlo/CelliGen 310 Gas Option, 2 TMFC (0.1 - 5 SLPM) | #VALUE!
M1287-2014 | BioFlo/CelliGen 310 Gas Option, 2 TMFC (0.4 - 20 SLPM) | #VALUE!
M1287-2015 | CelliGen 310 Gas Option, 3 TMFC (0.1 - 5 SLPM) | #VALUE!
M1287-2016 | BioFlo/CelliGen 310 Gas Option, 3 TMFC (0.4 - 20 SLPM) | #VALUE!
M1287-2017 | BioFlo/CelliGen 310 Gas Option, 4 TMFC (0.1 - 5 SLPM) | #VALUE!
M1287-2018 | BioFlo/CelliGen 310 Gas Option, 4 TMFC (0.4 - 20 SLPM) | #VALUE!
M1287-2019 | CelliGen 310 Gas Option, 1 TMFC (0 - 1 SLPM) | #VALUE!
M1287-2020 | CelliGen 310 Gas Option, 4 TMFC (0 - 1 SLPM) | #VALUE!
M1287-2021 | CelliGen 310 Gas Option, 4 TMFC (0 - 0.5 SLPM) | #VALUE!
M1287-2110 | BioFlo/CelliGen 310 Cabinet Option, Master Control Station | #VALUE!
M1287-2112 | BioFlo/CelliGen 310 Cabinet Option, Utility Station w/o display | #VALUE!
M1287-2200 | STANDARD CABINET | #VALUE!
M1287-2208 | WATER RECIRC ASSEMBLY W/ UNIV VOLT PUMP | #VALUE!
M1287-3010 | DRIVE ASSY, DIRECT FERM 2.5L | 3128
M1287-3011 | DRIVE ASSY, DIRECT FERM 5L | 2246
M1287-3101 | ASSEMBLY, IMPELLER, BASKET IMPELLER, 5L | 2916
M1287-3102 | ASSY, BASKET IMPELLER, 7.5L_CERTIFIED | #VALUE!
M1287-3103 | ASSEMBLY, IMPELLER, BASKET IMPEL | 3353
M1287-3123 | ASSEMBLY, SCREEN COVER, BASKET IMPELLER, 14L | 2508
M1287-3200 | KIT, CO2 Transmitter, M400 | #VALUE!
M1287-3500 | Gas Overlay with TMFC (0.1 - 5 SLPM) (for CelliGen 310) | #VALUE!
M1287-3501 | Cell Culture Conversion Kit/ Gas Overlay (for BioFlo 310) | #VALUE!
M1287-3505 | Gas Overlay Vessel Kit (for CelliGen 310) | 2400
M1287-3510 | 0-20 SLPM Rotameter Kit with stand + tubing (for BioFlo/ CelliGen) | 1023
M1287-3520 | 0-5 SLPM Rotameter Kit with stand + tubing (for BioFlo/ CelliGen) | 1023
M1287-3530 | 2nd DO-pH/Redox Controller (for BioFlo/CelliGen 310) | #VALUE!
M1287-3540 | BioFlo/CelliGen 310 2nd DO- pH/ Redox Board | #VALUE!
M1287-3550 | Gas Overlay without TMFC (requires Rotameter) (for CelliGen 310) | #VALUE!
M1287-4010 | VESSEL ASSY, 2.5L Fermentation | #VALUE!
M1287-4011 | VESSEL ASSY, 5L Fermentation | #VALUE!
M1287-4012 | VESSEL ASSY, 7.5L Fermentation | #VALUE!
M1287-4013 | VESSEL ASSY, 14L Fermentation | #VALUE!
M1287-4113 | VESSEL ASSY, 14L CELL CULTURE | #VALUE!
M1287-5010 | 2.5 L Microsparger (for CelliGen 310) | 3536
M1287-5011 | 5.0 L Microsparger (for CelliGen 310) | 3536
M1287-5012 | 7.5 L Microsparger (for CelliGen 310) | 3536
M1287-5013 | 14.0 L Microsparge (for CelliGen 310) | 3536
M1287-5020 | PUMP ASSEMBLY, UNIVERSAL PUMP | 1165
M1287-5025 | 310 HEATER ASSY BODY 7 IN | 1348
M1287-5030 | Probe Adapter Kit (12 mm compression) (for BioFlo 310) | 508
M1287-5031 | Septum Adapter Kit (Includes 10 Septa) (for BioFlo 310) | 483
M1287-5033 | KIT, 1/4 TUBE x PG13.5 | 632
M1287-5034 | 6 mm Adapter Kit (holds 1⁄4 in Tube) (for BioFlo 310) | 570
M1287-5037 | Kit, 12mm Compression x 19mm Port (for BioFlo 310) | 508
M1287-5039 | Exhaust Condenser, 2.5L | 2667
M1287-5041 | EXH. CONDENSER ASSY. 5,7.5 | 4068
M1287-5042 | Sampling Assembly (included in fermentation vessel kits) (for BioFlo/CelliGen 310) | #VALUE!
M1287-5043 | Single Addition Kit (for BioFlo 310) | 1968
M1287-5045 | EXHAUST CONDENSER ASSY. 14L | #VALUE!
M1287-5051 | Shaft, Assy., 5L Cell Culture | 1227
M1287-5052 | SHAFT, ASSY. 7.5L CELL CULTURE | 1502
M1287-5068 | 2.5 L Pitched Blade Impeller Kit (for CelliGen 310) | #VALUE!
M1287-5069 | 5.0 L Pitched Blade Impeller Kit (for CelliGen 310) | #VALUE!
M1287-5070 | 7.5 L Pitched Blade Impeller Kit (for CelliGen 310) | #VALUE!
M1287-5071 | 14.0 L Pitched Blade Impeller Kit (for CelliGen 310) | #VALUE!
M1287-5072 | 2.5 L Marine Blade Impeller Kit (for CelliGen 310) | 3869
M1287-5073 | 5.0 L Marine Blade Impeller Kit (for CelliGen 310) | 3669
M1287-5074 | 7.5 L Marine Blade Impeller Kit (for CelliGen 310) | 3615
M1287-5075 | 14.0 L Marine Blade Impeller Kit (for CelliGen 310) | 3948
M1287-5085 | ASSEMBLY, CAGE, CELL LIFT IMPE LLER, 7.5L | 3328
M1287-5086 | ASSEMBLY, FOAM CAGE, CELL LIFT I | 3840
M1287-5087 | Assembly, Cage, Cell Lift Impeller, 14L | 3632
M1287-5100 | MOTOR CONTROLLER, 230V BF310 | 1668
M1287-6000 | BF 310 1.6L SPARE PARTS KIT | 1697
M1287-6002 | CELLIGEN310 SPARE PARTS KIT, 2.2L | 1643
M1287-6004 | CELLIGEN310 SPARE PARTS KIT, 5.0L & 7.5L | 1939
M1287-6006 | BF 310 3.3L SPARE PARTS KIT | 1909
M1287-6008 | BF 310 6.6L SPARE PARTS KIT | 2034
M1287-6012 | BF 310 14L FERM SPARE PARTS KIT | 2962
M1287-6014 | CELLIGEN 310 SPARE PARTS KIT, 14L | 2883
M1287-6020 | Spare Parts Kit, 2.5 L (for BioFlo 310) | 2716
M1287-6021 | Spare Parts Kit, 5.0 L (for BioFlo 310) | 2783
M1287-6022 | Spare Parts Kit, 7.5 L (for BioFlo 310) | 2804
M1287-6023 | Spare Parts Kit, 14.0 L (for BioFlo 310) | 3669
M1287-6030 | Spare Parts Kit, 2.5 L (for CelliGen 310) | 2484
M1287-6031 | Spare Parts Kit, 5.0 L (for CelliGen 310) | 2654
M1287-6032 | Spare Parts Kit, 7.5 L (for CelliGen 310) | 2850
M1287-6033 | Spare Parts Kit, 14.0 L (for CelliGen 310) | 3345
M1287-6950 | HEADPLATE, MACHINING, 2.5L | #VALUE!
M1287-6951 | HEADPLATE, MACHINING, 5L | 3241
M1287-6952 | HEADPLATE, MACHINING, 7.5L | 3332
M1287-6953 | HEADPLATE, MACHINING, 14L | #VALUE!
M1287-9129 | PLATE, MOUNT, SBC | 141
M1287-9132 | Clip Water Recirculation | 44.1
M1287-9136 | BACKPLATE, CONN. ETHERNET | 57.4
M1287-9137 | BRACKET MONITOR CABLES | 112
M1287-9138 | Cover I/O Port | 79.9
M1287-9201 | Vessel, Base Heater, Weldment, 2.5L | #VALUE!
M1287-9202 | Vessel, Base Heater, Weldment, 5L | #VALUE!
M1287-9203 |  | #VALUE!
M1287-9204 |  | #VALUE!
M1287-9212 | Tri-Port Addition Kit (for BioFlo 310) | 953
M1287-9213 |  | 969
M1287-9215 | Thermowell Weldment, 7.5L | 1269
M1287-9216 | Thermowell Weldment, 14L | 1036
M1287-9217 | BAFFLE, WELDMENT, 2.5L | 1028
M1287-9218 | BAFFLE, WELDMENT, 5L | 624
M1287-9219 | Baffle Cage Weldment 7.5L | 1069
M1287-9220 | Baffle, Weldment, 14L | 899
M1287-9227 | 2.5 L Pitched Blade Impeller only, Right-hand (for CelliGen 310) | 2696
M1287-9228 | 5.0 L Pitched Blade Impeller only, Right-hand (for CelliGen 310) | 2920
M1287-9229 | 7.5 L Pitched Blade Impeller only, Right-hand (for CelliGen 310) | 3249
M1287-9230 | 14.0 L Pitched Blade Impeller only, Right-hand (for CelliGen 310) | 3761
M1287-9235 | IMPELLER,WELD.,10mm ID,60mm OD_CERTIFIED | 840
M1287-9236 | IMPELLER,WELD.,10mm ID,76mm OD_CERTIFIED | 512
M1287-9237 | WELD. IMPELLER .50 IDx76mm OD_CERTIFIED | 807
M1287-9251 |  | 986
M1287-9267 |  | #VALUE!
M1287-9287 | 2.5 L Pitched Blade Impeller only, Left-hand (for CelliGen 310) | 2696
M1287-9288 | 5.0 L Pitched Blade Impeller only, Left-hand (for CelliGen 310) | 2920
M1287-9289 | 7.5 L Pitched Blade Impeller only, Left-hand (for CelliGen 310) | 3249
M1287-9290 | 14.0 L Pitched Blade Impeller only, Left-hand (for CelliGen 310) | 3761
M1287-9302 | BASE, DRIVE CNTRL, 230V | 184
M1287-9305 | HEADPLATE BLANK, 2.5L | 1256
M1287-9338 |  | 264
M1287-9354 |  | 212
M1287-9355 |  | 225
M1287-9356 | SCREEN, FOAM CAGE, CELL LIFT IMP | 595
M1287-9357 | SCREEN, MESH CAGE, CELL LIFT IMP | 587
M1287-9373 | TUBE, SAMPLE, BARBED, 8 LONG | 478
M1287-9376 | Mount, Pump, 3 Studs | 138
M1287-9420 | MOUNT, MONITOR POLE | 503
M1287-9421 | Motor Adaptor | 324
M1287-9435 | Ring, Clamping, Vessel 2.5L | 994
M1287-9441 | Ring, Clamping, Vessel 14L | 770
M1287-9443 | CONNECTOR, CLAMPING RING BF310 | 110
M1287-9466 | SCREW, THUMB, KNURLED M6x1.0 | 56.6
M1287-9468 | BEARING HOUSING,10mm SHAFT DD | 1098
M1287-9470 | SHAFT, DIRECT DRIVE 2.5L_CERTIFIED | 1073
M1287-9471 | SHAFT, DIRECT DRIVE 5L | 516
M1287-9472 | SHAFT, DIRECT DRIVE 7.5L_CERTIFIED | 487
M1287-9473 | SHAFT, DIRECT DRIVE 14L_CERTIF IED | 1111
M1287-9475 | Sparger Ring, 2.5L | 1032
M1287-9476 | Sparger Ring, 5L | 1123
M1287-9477 | Sparger Ring, 7.5L | 965
M1287-9478 |  | 1144
M1287-9482 | HARVEST, TUBE 2.5L_CERTIFIED | 478
M1287-9483 | HARVEST, TUBE 5L_CERTIFIED | 691
M1287-9484 | HARVEST, TUBE 7.5L_CERTIFIED | 508
M1287-9485 | HARVEST, TUBE 14L_CERTIFIED | 624
M1287-9486 | Sample Tube, 2.5L | 462
M1287-9487 | Sample Tube, 5L | 401
M1287-9488 | SAMPLE, TUBE 7.5L_CERTIFIED | 458
M1287-9489 | HARVEST, TUBE 14.0L_CERTIFIED | 354
M1287-9494 | ADAPTER, EXHAUST PG13.5/TC | 716
M1287-9498 | SHAFT, BEARING HOUSING, CC | 1015
M1287-9499 | Bearing Spacer, for 10mm Shaft | 80.3
M1287-9501 | CABINET PANEL | 919
M1287-9503 |  | 1119
M1287-9542 |  | 335
M1287-9543 |  | 171
M1287-9544 | ADAPTER, EXHAUST PG13.5/TRI-CLAMP, 1.50 | 720
M1287-9545 | Adapter, Exhaust, 19mm, 14L, High Flow | 140
M1287-9546 | EXHAUST CONDENSER, INLET 14L, HIGH FLOW | 957
M1287-9604 |  | 37.4
M1287-9705 | Shaft, Impellers, 2.5L, Cell_Certified | 774
M1287-9708 | SHAFT, IMPELLERS, 14L CELL_CERTIFIED | 1019
M1287-9738 | OVERLAY BARBED TUBE | 595
M1287-9740 | ADAPTER, SAMPLER, PLASTIC TUBES | 932
M1287-9744 | ADAPTER, SAMPLER, GLASS TUBES_ CERTIFIED | 661
M1287-9794 | Cap, Draft Tube, Basket Impeller, 14L | 570
M1287-9800 | TUBING, VESSEL WATER IN, KIT | 354
M1287-9801 | TUBING, VESSEL WATER OUT, KIT | 869
M1287-9802 | TUBING, CUST. WATER IN/OUT,KIT | 803
M1287-9803 | TUBING, COND, WATER IN, KIT | 289
M1287-9804 | TUBING, COND. WATER OUT, KIT | 289
M1287-9805 | TUBING, SPARGE, KIT | 203
M1287-9806 | TUBING, COND. WATER IN, KIT LG. | 290
M1287-9807 | TUBING, COND. WATER OUT, KIT LG. | 290
M1287-9808 | TUBING, VESSEL WTR IN/OUT CONV | 765
M1287-9910 | TUBING KIT,1.25-3.5L VESSEL | 2796
M1287-9911 | TUBING KIT 5-14L VESSEL | 3033
M1287-9913 | TUBING KIT CONV 5-14L VESSEL | 2970
M1287-9914 | User’s Kit for 2.5, 5.0 and 7.5 L (for BioFlo 310) | #VALUE!
M1287-9915 | User’s Kit for 14 L (for BioFlo 310) | #VALUE!
M1287-9916 | TUBING KIT BF310 VESSELS FOR B F3000 CABI | 1731
M1287-9918 | Pressure Gauge (0-30 psi) for Neslab ThermoFlex Recircula- ting Chiller | 287
M1287-9920 | Replacement Glass Vessel, 2.5 L (for CelliGen 310) | 3357
M1287-9921 | Replacement Glass Vessel, 5.0 L (for CelliGen 310) | 3540
M1287-9922 | Replacement Glass Vessel, 7.5 L (for CelliGen 310) | 3557
M1287-9923 | Replacement Glass Vessel, 14.0 L (for CelliGen 310) | #VALUE!
M1287-9930 | Replacement Glass Vessel, 2.5 L (for BioFlo 310) | 899
M1287-9931 | Replacement Glass Vessel, 5.0 L (for BioFlo 310) | 1360
M1287-9932 | Replacement Glass Vessel, 7.5 L (for BioFlo 310) | 2113
M1287-9933 | Replacement Glass Vessel, 14.0 L (for BioFlo 310) | 2916
M1287-9941 | KNURLED NUT, 1/4, MODIFIED | 94
M1287-9946 | BUMPER, RUBBER, 2.5L - BF310 | 14.1
M1287-9947 | BUMPER, RUBBER, 5L - BF310 | 17.9
M1287-9948 | BUMPER, RUBBER, 7.5L - BF310 | 22.9
M1287-9950 | 2.5 + 5.0 L Marine Blade Impeller only, Right-hand pitch (directs flow up) (for CelliGen 310) | 1718
M1287-9951 | 2.5 + 5.0 L Marine Blade Impeller only, Left-hand pitch (directs flow down) (for CelliGen 310) | 1718
M1287-9952 | 7.5 L Marine Blade Impeller only, Right-hand pitch (directs flow up) (for CelliGen 310) | 1718
M1287-9953 | 7.5 L Marine Blade Impeller only, Left-hand pitch (directs flow down) (for CelliGen 310) | 1718
M1287-9954 | 14.0 L Marine Blade Impeller only, Right-hand pitch (directs flow up) (for CelliGen 310) | 1909
M1287-9955 | 14.0 L Marine Blade Impeller only, Left-hand pitch (directs flow down) (for CelliGen 310) | 1909
M1287-9959 | Watson Marlow 0-200RPM Variable Speed Pump, Kit | #VALUE!
M1287-9963 | Magnetic Ring, Modified, BF310 | 449
M1287-9964 | Optional Sampling Assembly adapter (for BioFlo 310) | 2937
M1287-9972 |  | 1302
M1287-9973 |  | 1622
M1287-9985 | Replacement Screen + O-Ring Kit for Cell Lift Impeller For 2.5 L vessel (for CelliGen 310) | 761
M1287-9986 | Replacement Screen + O-Ring Kit for Cell Lift Impeller For 5.0 L vessel (for CelliGen 310) | 803
M1287-9987 | Replacement Screen + O-Ring Kit for Cell Lift Impeller For 7.5 L vessel (for CelliGen 310) | 803
M1287-9988 | Replacement Screen + O-Ring Kit for Cell Lift Impeller For 14.0 L vessel (for CelliGen 310) | 973
M1287-9994 | PUMP RETROFIT KIT WITH UNIVERSAL PUMP FOR BF310 | 1847
M1287-9997 | Kit, 14L, High Flow Exhaust Condenser, for Field | 1968
M1287-9998 | Kit, Service, Gauge, Water Recirculation | 2646
M1288-0071 | Door Handle Repair Kit, U700 | 753
M1288-0072 | Door Handle Repair Tool Kit, U700 | 686
M1288-8003 | Power Kit, 230V, for Freezers | 104
M1288-8004 | Power Kit, 115V, for Freezers | 104
M1289-0001 | Small Rack, 8-11mm, 48 Tubes/Rack (for Biological Shakers) | 1223
M1289-0002 | Small Rack, 12-15mm, 34 Tubes/Rack (for Biological Shakers) | 1223
M1289-0003 | Small Rack, 15-18mm, 24 Tubes/Rack (for Biological Shakers) | 1223
M1289-0004 | Small Rack, 18-21mm, 18 Tubes/Rack (for Biological Shakers) | 1223
M1289-0005 | Small Rack, 22-26mm, 13 Tubes/Rack (for Biological Shakers) | 1223
M1289-0006 | Small Rack, 26-30mm, 12 Tubes/Rack (for Biological Shakers) | 1223
M1289-0010 | Medium Rack, 8-11mm, 60 Tubes/Rack (for Biological Shakers) | 1223
M1289-0020 | Medium Rack, 12-15mm, 44 Tubes/Rack (for Biological Shakers) | 1223
M1289-0030 | Medium Rack, 15-18mm, 31 Tubes/Rack (for Biological Shakers) | 1223
M1289-0040 | Medium Rack, 18-21mm, 23 Tubes/Rack (for Biological Shakers) | 1223
M1289-0050 | Medium Rack, 22-26mm, 16 Tubes/Rack (for Biological Shakers) | 1223
M1289-0060 | Medium Rack, 26-30mm, 16 Tubes/Rack (for Biological Shakers) | 1223
M1289-0100 | Large Rack, 8-11mm, 80 Tubes/Rack (for Biological Shakers) | 1223
M1289-0200 | Large Rack, 12-15mm, 60 Tubes/Rack (for Biological Shakers) | 1223
M1289-0300 | Large Rack, 15-18mm, 42 Tubes/Rack (for Biological Shakers) | 1223
M1289-0400 | Large Rack, 18-21mm, 30 Tubes/Rack (for Biological Shakers) | 1223
M1289-0500 | Large Rack, 22-26mm, 22 Tubes/Rack (for Biological Shakers) | 1223
M1289-0600 | Large Rack, 26-30mm, 20 Tubes/Rack (for Biological Shakers) | 1223
M1289-0700 | Microplate rack, 3 dwp/ 9 standard plates (for Biological Shakers) | 1223
M1289-0800 | SCREW KIT, TEST TUBE RACK | 113
M1290-0100 |  | 1073
M1290-0102 |  | #VALUE!
M1290-0301 | 75L PM KIT | #VALUE!
M1290-0302 | 150L PM KIT | #VALUE!
M1290-0303 | 300L PM KIT | #VALUE!
M1290-0304 | 500L PM KIT | #VALUE!
M1290-0306 | 1500L PM KIT | #VALUE!
M1290-0312 | 150L SPARE KIT | #VALUE!
M1290-0313 | 300L SPARE KIT | #VALUE!
M1290-0314 | 500L SPARE KIT | #VALUE!
M1290-0315 | 1000L SPARE KIT | #VALUE!
M1290-0320 | BFPRO-PILOT LIGHT SPARE KIT | 1102
M1290-0501 | Foam 300/500L Probe | #VALUE!
M1290-0502 | High Foam 300/500L Probe | #VALUE!
M1290-0503 | High High Foam 300/500L Probe | 3615
M1290-0504 | High Foam & Foam 300/500L Prob e | #VALUE!
M1290-0505 | High High Foam 75/150L Probe | 3652
M1290-0506 | High Foam 75/150L Probe | #VALUE!
M1290-0507 | Foam 75/150L Probe | #VALUE!
M1290-0508 | High Foam & Foam 75/150L Probe | #VALUE!
M1290-0513 | High High Foam 1000/1500 Probe | 3615
M1290-0514 | High Foam & Foam 1000/1500 Probe | #VALUE!
M1290-0550 | 4 L Addition Vessel Kit (stainless-steel) | #VALUE!
M1290-0551 | 7.5 L Addition Vessel Kit (stainless-steel) | #VALUE!
M1290-0552 | 11 L Addition Vessel Kit (stainless-steel) | #VALUE!
M1290-0553 | 19 L Addition Vessel Kit (stainless-steel) | #VALUE!
M1290-0554 | 38 L Addition Vessel Kit (stainless-steel) | #VALUE!
M1290-0601 | Ingold Polarographic 120 mm DO probe | #VALUE!
M1290-0603 | Ingold Polarographic 325 mm DO probe | #VALUE!
M1290-0610 | pH/Redox Cable (for BioFlo and CelliGen Pro) | 1098
M1290-0611 | Ingold Gel Filled pH Probe 120 mm | 1156
M1290-0613 | Ingold Gel Filled pH Probe 325 mm | 1236
M1290-0621 | Ingold Gel Filled Redox Probe 120 mm | 1236
M1290-0623 | Ingold Gel Filled Redox Probe 325 mm | 1506
M1290-0640 | 3 Tri-Clamp Septum_CERTIFIED | #VALUE!
M1290-0641 | 2 Tri-Clamp Septum_CERTIFIED | #VALUE!
M1290-0642 | 1.5 Tri-Clamp Septum_CERTIFIED | 1968
M1290-0650 | Water Prefilter/Reg Kit 75/150 L | 3320
M1290-0654 | Water Prefilter/Reg Kit 300/50 0L | #VALUE!
M1290-0656 | Water Prefilter/Reg Kit 1000/1 500L | #VALUE!
M1290-0660 | Main Steam Prefilter/Reg Kit 7 5/150L | #VALUE!
M1290-0664 | Main Steam Prefilter/Reg Kit 3 00/500L | #VALUE!
M1290-0666 | Main Steam Prefilter/Reg Kit 1 000/1500L_ | #VALUE!
M1290-0674 | Process Steam Prefilter/Reg Ki t 300/500L | #VALUE!
M1290-0676 | Process Steam Prefilter/Reg Ki t 1000/150 | #VALUE!
M1290-0701 | Addition Vessel Scale, 150kg | #VALUE!
M1290-2362 |  | 2974
M1290-2380 |  | 2912
M1290-2381 |  | 2196
M1290-2391 |  | 786
M1290-2415 | 1500/1000 Liter Auto Pressure Control | #VALUE!
M1290-2447 | 150L w/o Exhaust Condensor | 2912
M1290-2475 | 1000/1500 Liter Two Gas Mixing | #VALUE!
M1290-2482 | 150L Manual Flow Control | 4118
M1290-2530 | 1500/1000 Liter w/ Overlay | #VALUE!
M1290-2567 | 2 Addition Valves (1) - 1000/1500L only | #VALUE!
M1290-2600 | 75/150 Liter Glycol Option | #VALUE!
M1290-3006 | Drive Assembly, 1500L, 3:1 | #VALUE!
M1290-3007 | Drive Assembly 3000L-3:1 | #VALUE!
M1290-3017 | MOTOR CABLE EXTENSION 10 METER | 2912
M1290-3100 | 1500 Liter Load Cells for SIP | #VALUE!
M1290-5001 | PLUG, INGOLD - 25mm, ASSEMBLY | 803
M1290-5008 | BEAR. HOUS. ASSY.-1 1/2 SEALS_ CERTIFIED | #VALUE!
M1290-5011 | BEARING HOUSING, 2 SEALS 2 3/4 _CERTIFIED | #VALUE!
M1290-8012 | pH/Redox Ground Wire Extension for Retractable Probe Housings (325mm) | 149
M1290-8013 | EXHAUST FILTER HEATER 1000L/1500L | 3191
M1290-8014 |  | #VALUE!
M1290-8015 | Exhaust Filter Heater, 3000L | 2313
M1290-9207 | LOWER SEAL HOUSING, WELDMENT_CERTIFIED | 1057
M1290-9225 | Exh. Cond. Weldment- 150L, 3 T.C., Certified | #VALUE!
M1290-9238 | Shaft agitation weldment 300L Certified | #VALUE!
M1290-9239 | Shaft, Agitation Wldmnt 150L | 3615
M1290-9245 | FOAM PROBE (24)_CERTIFIED | 279
M1290-9255 | Motor Shaft, Weldment, 1 1/2 Seals | #VALUE!
M1290-9283 | Leg Extension Load cell 1000L | #VALUE!
M1290-9284 | Vessel Leg, 1500L SIP | 3436
M1290-9296 | SPARGER WELDMENT 3000L | #VALUE!
M1290-9413 | Drive Shaft, Motor/Bearing Housing, Certified | #VALUE!
M1290-9435 | Foam Probe Plug, Certified | 740
M1290-9477 | Adapter plate loadcell 1000L | 1256
M1290-9649 | Exhaust Spool-1 for 1000L/1500L Fermentor, Certified | 1489
M1290-9905 | Labels, BF610 | 2367
M1290-9924 | EP PROCESS & DOCS 500L_CERTIFI ED | 361
M1291-0011 | OPC Server | #VALUE!
M1291-1000 | BIOCOMMAND SFI T<(>&<)>T SHAKER KIT | #VALUE!
M1291-1001 | BIOCOMMAND SFI T<(>&<)>T INCUBATOR KIT | #VALUE!
M1291-1002 | BIOCOMMAND SFI T<(>&<)>T FREZZERS KIT | #VALUE!
M1291-5001 | ULT Freezer Cable Set 50'/ 15,2m | 1939
M1291-8001 | CABLE, 25FT RS232 , SHAKERS | 562
M1292-9984 | CelliGen 310 FibraCel Disks, 50 grams | 1115
M1292-9988 | CelliGen 310 FibraCel Disks, 250 grams | #VALUE!
M1293-0001 | NucleoCounter Demo case mammalian NC-200 incl.: Counter, SW-manual, 200 cassettes, Reagent | #VALUE!
M1293-0021 | NucleoCounter Demo case reagent refill package including 10 small bottles of Reagent A-100 10 small bottles of Reagent B | 217
M1293-0100 | NucleoCassettes – Disposable, plastic sampling iodide | 4.2
M1293-0101 | NucleoCounter Demo case cassette refill package including 400 demo cassettes | 347
M1293-0900 | QC Test Kit (for NucleoCounters) | 4.2
M1293-1001 | NucleoCounter Demo case Yeast NC-100 including Counter SW-manual 200 cassettes | #VALUE!
M1293-9900 | Nucleocounter Manual Assy | 152
M1294-0100 | BF-410 N.A. ASSEMBLY KIT | #VALUE!
M1294-2371 | Redox Transmitter Assembly, 230V (Required with Redox probe) | #VALUE!
M1294-2372 | Redox Transmitter Assembly, 115V (Required with Redox probe) | #VALUE!
M1294-3100 | 7L-2:1 B.HOUSING & MOTOR ASSY. | #VALUE!
M1294-3112 | DRIVE ASSEMBLY, 14L | #VALUE!
M1294-3114 | DRIVE ASSEMBLY, 19.5L | #VALUE!
M1294-5001 | DO/pH BOARD ASSEMBLY | 2791
M1294-5008 | HEATER ASSY, W/SWITCH - 2000W | 2284
M1294-5009 | HEATER ASSY, W/SWITCH-2500W | 2334
M1294-5011 | EXHAUST CONDENSOR FOR BIOFLO 415 | #VALUE!
M1294-5012 | BOTTLE HOLDER INCLUDED | 1489
M1294-5013 | Sampling Assembly (for BioFlo 415) | 2588
M1294-5014 | DC DRIVE MOTOR ASSEMBLY | #VALUE!
M1294-5017 | COMPUTER, TOUCHSCREEN ASSEMBLY | #VALUE!
M1294-5020 | MOTOR CONTROL ASSEMBLY | 899
M1294-5021 | SEPTUM(SINGLE) KIT-12MM BF415 | 1048
M1294-5022 | COMPRESSION FOAM/LEVEL PROBE ADAPTER (6MM PORT) | 359
M1294-5023 | QMI 7-Port Septum Kit, 19 mm port (for BioFlo 415) | 3790
M1294-5025 | FOAM PROBE ASSEMBLY (29)_CERTIFIED | 795
M1294-6911 | Headplate Machining, 14L, for BF415 | 2920
M1294-8003 | INTERNAL LEVEL CABLE | 716
M1294-8012 | RD. RIBBON CABLE 34-PIN | 357
M1294-8013 | RTD CABLE ASSEMBLY | 624
M1294-8014 | LEVEL/ANTI-FOAM CABLE | 882
M1294-8017 | CABLE, RIBBON 10 PIN | 811
M1294-8019 | CABLE, RIBBON 26 PIN, 15LG | 379
M1294-8020 | CABLE, RIBBON 26 PIN, 19LG | 334
M1294-8021 | CABLE, RIBBON 26 PIN, 23LG | 397
M1294-8025 | HEATER, BF410 EXHAUST TUBE | 832
M1294-8027 | EXHAUST HEATER RELAY, ASSEMBLY | 445
M1294-9024 | 14L HEAT SHROUD, WELDMENT | 2920
M1294-9213 | HARVEST/SAMPLE TUBE_CERTIFIED | 849
M1294-9226 | HARVEST/SAMPLE TUBE - 19.5L_CE RTIFIED | 915
M1294-9252 | THERMOWELL WELDMENT, 14L 12mm_CERTIFIED | 969
M1294-9256 | Baffle Weldment 14L | 1597
M1294-9261 | HARVEST, WELDMENT - 14L, 12mm | 1256
M1294-9262 | SAMPLE, WELDMENT - 14L, 12mm_CERTIFIED | 1260
M1294-9264 | HARVEST, WELDMENT-19.5L, 12mm_ CERTIFIED | 1111
M1294-9265 | SAMPLE, WELDMENT - 19.5L, 12mm _CERTIFIED | 1389
M1294-9266 | HARVEST/SAMPLE NEEDLE, 3/16 OD _CERTIFIED | 1194
M1294-9270 | WELD. SPARGER 7L 12mm D/B_CERTIFIED | 1452
M1294-9271 | WELD. SPARGER 14L 12mm D/B_CERTIFIED | 1855
M1294-9272 | WELD. SPARGER 19.5L 12mm D/B | 1531
M1294-9414 | 7L BF-410 SHAFT MACHINING_CERTIFIED | 824
M1294-9423 |  | 262
M1294-9453 | HARVEST/SAMPLE NEEDLE_CERTIFIE D | 1518
M1294-9460 | Sampler, Cap Body | 670
M1294-9498 | Coupling Assembly Modification 14L | 3349
M1294-9502 | Motor Mount, 19.5L | 2276
M1294-9503 | BEARING HOUSING, MACH. 19.5L | 2596
M1294-9504 | Coupling Assembly Modification, 19.5L, 3 piece part (internal rotor, cap, external rotor) | 3153
M1294-9505 | SHAFT, MACHINING 19.5L BF410 CERTIFIED | 1548
M1294-9507 | CAP, MAGNETIC DRIVE, 19.5L | 1427
M1294-9534 | Plug, 6.35mm_Certified | 79.9
M1294-9535 | PLUG, 12mm_CERTIFIED | 285
M1294-9536 | PLUG, 19mm_CERTIFIED | 246
M1294-9540 | PLUG, PG13.5(DO/pH) | 82.8
M1294-9541 | Adapter for BF415, Sparger, 12mm | 338
M1294-9542 | 19 mm Probe-Adapter for 19 mm port (for BioFlo 415) | 409
M1294-9543 | ADAPTER, HARVEST/SAMPLE, 12mm_ CERTIFIED | 495
M1294-9544 | PG 13.5 Probe-Adapter for 19 mm port (for BioFlo 415) | 716
M1294-9547 | Sparger, Steam Spool, 12mm | 1082
M1294-9556 |  | 280
M1294-9570 | RING, SPARGER 14L 19mm D/B_CERTIFIED | 1090
M1294-9812 | 7L REDOX PROBE OPTION | #VALUE!
M1294-9820 | pH Probe Kit for 7.0 L Systems, Mettler Ingold Gel Filled (for BioFlo 415) | 3374
M1294-9822 | dO2 Probe Kit for 7.0 L Systems, Mettler Ingold (for BioFlo 415) | #VALUE!
M1294-9824 | pH Probe Kit for 14.0 L Systems, Mettler Ingold Gel Filled (for BioFlo 415) | 3461
M1294-9826 | dO2 Probe Kit for 14.0 L Systems, Mettler Ingold (for BioFlo 415) | #VALUE!
M1294-9828 | pH Probe Kit for 19.5 L Systems, Hamilton Gel Filled (for BioFlo 415) | 3478
M1294-9830 | dO2 Probe Kit for 19.5 L Systems, Hamilton (for BioFlo 415) | #VALUE!
M1294-9832 | 7 Liter Hamilton Gel Filled Redox Probe Kit | 3299
M1294-9834 | 14 Liter Hamilton Gel Filled Redox Probe Kit | 3378
M1294-9836 | 19 LITER HAMILTON GEL FILLED REDOX PROBE KIT | 3478
M1294-9910 | TOOL KIT | 545
M1294-9912 | KIT,EXH HEAT,D/B 7L OLD H/P_CE RTIFIED | #VALUE!
M1294-9913 | KIT,EXH HEAT,D/B 14L OLD H/P_C ERTIFIED | #VALUE!
M1294-9914 | KIT,EXH HEAT,D/B 19.5L OLD H/P _CERTIFIED | #VALUE!
M1294-9917 | KIT,EXH HEAT,D/B 7L NEW H/P | 3028
M1294-9918 | KIT,EXH HEAT,D/B 14L NEW H/P_C ERTIFIED | #VALUE!
M1294-9919 | KIT,EXH HEAT,D/B 19.5L NEW H/P _CERTIFIED | #VALUE!
M1294-9931 | Spare Parts Kit (old vessels - all sizes) | #VALUE!
M1294-9935 | 7 Liter Dealer (PM) Kit - old vessels | #VALUE!
M1294-9936 | 14 Liter Dealer (PM) Kit - old vessels | #VALUE!
M1294-9937 | 19 Liter Dealer (PM) Kit - old vessels | #VALUE!
M1294-9940 | Pitched Blade Impeller, 14.0L, Upflow (for BioFlo 415) | 3291
M1294-9941 | Pitched Blade Impeller, 14.0L, Down flow (for BioFlo 415) | 3291
M1294-9942 | Pitched Blade Impeller, 19.5 L, Upflow (for BioFlo 415) | 3291
M1294-9943 | Pitched Blade Impeller, 19.5 L, Down flow (for BioFlo 415) | 3291
M1294-9944 | Marine Blade Impeller, 14.0 L (for BioFlo 415) | 1186
M1294-9945 | Marine Blade Impeller, 19.5 L (for BioFlo 415) | 1506
M1294-9948 | Marine Blade Impeller, 7.0 L (for BioFlo 415) | 1227
M1294-9950 | Baffle Plug Kit - old(required for cell culture process) | 1227
M1294-9953 | SPARGER TUBE EXT. KIT,14/19.5L_CERTIFIED | 1988
M1294-9954 | Baffle Plug Kit (New vessel headplate) (for BioFlo 415) | 1681
M1294-9960 | Two Gas with Automatic Airflow Control | 2800
M1294-9961 | Four Gas with Automatic Airflow Control | 4019
M1294-9965 | 7 LITER DEALER (PM) KIT - NEW VESSELS | #VALUE!
M1294-9966 | 14 LITER DEALER (PM) KIT - NEW VESSELS | #VALUE!
M1294-9967 | 19 LITER DEALER (PM) KIT - NEW VESSELS | #VALUE!
M1294-9969 | SPARE PARTS KIT (NEW VESSEL - ALL SIZES) | #VALUE!
M1295-0002 | Interface Kit for RS-232 OPC Device | #VALUE!
M1295-9900 | MANUAL ASSY INTERFACE CONT. | 203
M1297-5000 | BLOWER ASSEMBLY | 223
M1297-5004 | RESISTOR ASSY. 5 OHM | 96.5
M1297-5005 | BUZZER ASSEMBLY | 632
M1297-5007 | PUMP ASSY, 25 RPM | 1756
M1297-5008 |  | 1756
M1297-7000 | BASIC FERMENTATION PCB ASSY | 2845
M1297-7002 | ANALOG I/O MODULE BOARD ASSY | 3548
M1297-7003 | TERMINATION BOARD | 645
M1297-7005 | 4-20mA Output PCB ASSY | 1277
M1297-7006 | pH/DO PCB Assembly, Modified | 3295
M1297-8001 | DC/CONTROL HARNESS | 978
M1297-8002 | INTERNAL LEVEL CABLE | 740
M1297-8003 | INTERNAL RTD CABLE | 361
M1297-8004 | INTERNAL MOTOR CABLE | 1181
M1297-8005 | DO CABLE | 345
M1297-8006 | TMFC CABLE | 186
M1297-8008 | VGA SIGNAL SPLITTER | 487
M1297-8009 | ETHERNET CABLE | 172
M1297-8010 | CONTROL BUS CABLE | 228
M1297-8011 | COMPUTER POWER CABLE | 101
M1297-8012 | pH CABLE | 336
M1297-8014 | CONTROLLER COM1 CABLE | 99.8
M1297-8020 | REDOX/pH CABLE | 487
M1297-8021 | MODULE EXTENSION CABLE 25' | 978
M1297-8026 | EXTERNAL OVERLAY HARNESS | 799
M1297-8029 | TOUCH SCREEN CABLE | 409
M1297-8031 | SERVICE CABLE WATER RECIRC. | 487
M1297-8032 | LEVEL/ANTI-FOAM CABLE | 874
M1297-9924 | KIT, BF310/BLU/BF415 HARNESS REPLACEMENT | 2800
M1298-0202 | BF PRO CELL CIP COVERAGE TEST | 2388
M1298-0505 | HIGH/HIGH FOAM KIT 75-300L | 2883
M1298-0507 | FOAM KIT 75-300L | #VALUE!
M1298-0508 | LEVEL AND FOAM PROBES, 75-300L PRO | #VALUE!
M1298-0571 | 4-FIXED SPEED PUMP BOX CELL | #VALUE!
M1298-0712 | PITCHED BLADE IMP. 150L CELL_CERTIFIED | 3831
M1298-0725 | MARINE BLADE IMPELLER, 7 LH 1 1/4 BORE | #VALUE!
M1298-0731 | 75L Cell Lift Impeller_CERTIFIED | #VALUE!
M1298-0739 | 150L Spin Filter Impeller (75um for microcarriers) | #VALUE!
M1298-0751 | 75L Basket Impellar_CERTIFIED | #VALUE!
M1298-0752 | 150L Basket Impeller_CERTIFIED | #VALUE!
M1298-0755 | PERFUSION ASSEMBLY | #VALUE!
M1298-0810 | 75L Headlift | #VALUE!
M1298-0813 | Mobile Headlift | #VALUE!
M1298-0915 | Decanter, 75L | #VALUE!
M1298-2377 | 150L DP Transmitter | #VALUE!
M1298-2405 | 75/150/300/650 Liter Auto Press Control | #VALUE!
M1298-2442 | 150 Liter Exhaust Condensor | #VALUE!
M1298-2486 | 75 Liter Auto Flow Control | #VALUE!
M1298-2487 | 150 Liter Auto Flow Control | #VALUE!
M1298-2541 | 75L W/O CIP OPTION SIP CC | 948
M1298-2542 | 150L No CIP Option, CC | 745
M1298-2562 |  | #VALUE!
M1298-2564 |  | #VALUE!
M1298-2572 |  | #VALUE!
M1298-2577 | 75L SPRAYBALL OPTION | #VALUE!
M1298-2578 | 150L Sprayball Opt | #VALUE!
M1298-2580 | SPRAYBALL ONLY BF PRO 650L CC | #VALUE!
M1298-2587 | DUAL RET.HOUSING 150/325mm CELL CULTURE | #VALUE!
M1298-2622 | 150L SAMPLE VALVE SIP CC | #VALUE!
M1298-2641 | 75/150L Four Solenoid Valves Gas | #VALUE!
M1298-3012 | 150L Drive Assembly | #VALUE!
M1298-3101 | 75L No Load Cell, PRO CC | #VALUE!
M1298-3107 | 150L Load Cell, PRO CC | #VALUE!
M1298-5008 | BEARING HOUSING, DOUBLE, 1 1/2 | #VALUE!
M1298-5018 | Assembly, Basket, 150L | #VALUE!
M1298-5501 | Airwash, Valve BFPro 150L_Certified | #VALUE!
M1298-5503 | AIRWASH OVERLAY, VALVE, BFPRO 75L | #VALUE!
M1298-9201 | IMPELLER, PITCHED, 150L CC_CERTIFIED | 2945
M1298-9203 | 1/2 Addition/Dip Tube 150L, Certified | #VALUE!
M1298-9245 | OVERLAY VALVE, 150L (CONV. BETWEEN CELL LIFT TO BASKET) | #VALUE!
M1298-9950 | STERILE SAMPLE KIT ASSY (3 EA) | #VALUE!
M1298-9992 | KIT UTILITIES BIOREACTOR | #VALUE!
M1299-0050 | Operating Manual I40/I40R | 86.1
M1299-0060 | REFRIGERATION MODULE TO UPGRAD | #VALUE!
M1299-0061 | Refrigeration Module to upgrade Innova 40 to 40R | #VALUE!
M1299-0081 | Innova 40 Benchtop Incubator Shaker, 3/4 in (1.9 cm) Orbit, 100V, 60Hz | #VALUE!
M1299-0082 | Innova 40 Benchtop Incubator Shaker, 3/4 in (1.9 cm) Orbit, 230V, 50Hz | #VALUE!
M1299-0083 | Innova 40 Benchtop Incubator Shaker, 3/4 in (1.9 cm) Orbit, 100V, 50Hz | #VALUE!
M1299-0085 | Innova 40 Benchtop Incubator Shaker with Refrigeration, 3/4 in (1.9 cm) Orbit, 100V, 60Hz | #VALUE!
M1299-0086 | Innova 40R Benchtop Incubator Shaker with Refrigeration, 3/4 in (1.9 cm) Orbit, 230V, 50Hz | #VALUE!
M1299-0087 | Innova 40 Benchtop Incubator Shaker with Refrigeration, 3/4 in (1.9 cm) Orbit, 100V, 50Hz | #VALUE!
M1299-0091 | Innova 40 Benchtop Incubator Shaker, 1 in (2.5 cm) Orbit, 100V, 60Hz | #VALUE!
M1299-0092 | Innova 40 Benchtop Incubator Shaker, 1 in (2.5 cm) Orbit, 230V, 50Hz | #VALUE!
M1299-0093 | Innova 40 Benchtop Incubator Shaker, 1 in (2.5 cm) Orbit, 100V, 50Hz | #VALUE!
M1299-0095 | Innova 40 Benchtop Incubator Shaker with Refrigeration, 1 in (2.5cm) Orbit, 100V, 60Hz | #VALUE!
M1299-0096 | Innova 40R Benchtop Incubator Shaker with Refrigeration, 1 in (2.5 cm) Orbit, 230V, 50Hz | #VALUE!
M1299-0097 | Innova 40 Benchtop Incubator Shaker with Refrigeration, 1 in (2.5cm) Orbit, 100V, 50Hz | #VALUE!
M1299-1301 | Cover Replacement Kit for Innova 40 and E24 Shakers | 2579
M1299-5000 | FAN ASS'Y | 1260
M1299-5005 | MOTOR & BRACKET ASS'Y | 1747
M1299-6000 | Spare Parts Kit (for Innova 40 and 40R) | 524
M1299-8002 | MOTOR ASSEMBLY | 1672
M1299-8005 | AC POWER SUPPLY | 126
M1299-8007 | I/O CABLE 50 PIN | 113
M1299-8008 | DC POWER SUPPLY | 253
M1299-8011 | LINE INPUT POWER BOARD | 126
M1299-8016 | TORROID ASSEMBLY | 1231
M1299-8019 | MOTOR ASS'Y | 1186
M1299-9129 | HEATER-750 WATT (MODIFIED) | 379
M1299-9132 | Hinge Cover | 339
M1299-9152 | PLATE ELECTRICAL I40 | 321
M1299-9214 | E24/Innova 40 Shroud, Weldment | 1227
M1299-9415 | Pulley, Innova 40 Shaker, 1.50 O.D. Poly-V | 178
M1299-9533 | FRONT BEZEL-INSULATION STRIP | 18.3
M1299-9535 | I40 INNER LINER | 1290
M1299-9536 | INSULATION BEZEL FRONT | 18.3
M1320-0001 | Innova 43 Console Incubator Shaker, 1 in (2.5 cm) Orbit, 100V, 60Hz | #VALUE!
M1320-0002 | Innova 43 Console Incubator Shaker, 1 in (2.5 cm) Orbit, 230V, 50Hz | #VALUE!
M1320-0003 | Innova 43 Console Shaker, 100V 50Hz,1 (2.5 cm) Orbit | #VALUE!
M1320-0005 | Innova 43R Console Incubator Shaker with Refrigeration, 1 in (2.5 cm) Orbit, 100V, 60Hz | #VALUE!
M1320-0006 | Innova 43R Console Incubator Shaker with Refrigeration, 1 in (2.5 cm) Orbit, 230V, 50Hz | #VALUE!
M1320-0007 | Innova 43R Console 100V 50Hz | #VALUE!
M1320-0011 | Innova 43 Console Incubator Shaker, 2 in (5.1 cm) Orbit, 100V, 60Hz | #VALUE!
M1320-0012 | Innova 43 Console Incubator Shaker, 2 in (5.1 cm) Orbit, 230V, 50Hz | #VALUE!
M1320-0013 | Innova 43 Console Incubator Shaker, 2 in (5.1 cm) Orbit, 100V, 50Hz | #VALUE!
M1320-0015 | Innova 43R Console Incubator Shaker with Refrigeration, 2 in (5.1 cm) Orbit, 100V, 60Hz | #VALUE!
M1320-0016 | Innova 43R Console Incubator Shaker with Refrigeration, 2 in (5.1 cm) Orbit, 230V, 50Hz | #VALUE!
M1320-0017 | Innova 43R Console Refrigerated 100V 50Hz | #VALUE!
M1320-0071 | Power Kit, 230V, for Innova 43/43R <(>&<)> 44/44R | 445
M1320-0300 | Photosynthetic Light Bank for Innova 43R only | #VALUE!
M1320-0400 | UV Germicidal Lamp for Innova 43R only | #VALUE!
M1320-0500 | 12-Port Gas Manifold for direct gassing into flasks (for Innova 43/43R) | 2596
M1320-0600 | Humidity Monitor (for Innova 43/43R) | 2654
M1320-0700 | Utility Basket for incubating /refrigerating stationary glassware (for Innova 43/43R) | 628
M1320-4200 | DOOR ASSEMBLY | 4131
M1320-5007 | WINDOW COVER ASSEMBLY | 1481
M1320-6000 | Spare Parts Kit incl. drive belt, fuses, chamber bulbs and hinge assemblies (for Innova 43/43R) | 882
M1320-8001 | TORROID ASSEMBLY | 1527
M1320-8007 | Display Cable for Innova 43 | 92.8
M1320-8010 | Germ. Ballast Assembly | 1281
M1320-8017 | START/STOP SWITCH ASSEMBLY | 199
M1320-8020 | I/O Cable | 126
M1320-8025 | DISPLAY ASSEMBLY | 1211
M1320-8029 | Remote Alarm (for Innova 43+43R/42+42R/40+40R/ 4000+4080) | 853
M1320-8031 | MOTOR HARNESS | 405
M1320-9131 | HINGE REINFORCED PAINTED | 641
M1320-9170 | Window Cover | 1285
M1320-9204 | ACCESS PANEL WELDMENT | 616
M1320-9206 | PEDAL/LEVER ASSEMBLY | 1410
M1320-9412 | UPPER DAMPER BRACKET | 154
M1320-9413 | Lower Piston Bracket | 106
M1320-9609 | DISPLAY COVER | 1481
M1320-9920 | User Manual, I43/I43R Shaker | 86.1
M1320-9975 | Retrofit Packaging Kit for Innova 43 | 861
M1322-0002 | External Voltage Stabilizer, 208/230V, 50/60Hz (Premium and U101 Freezers only) | #VALUE!
M1323-1000 | FREEZER VALIDATION PACKAGE | #VALUE!
M1323-4000 | FREEZER IQ-OQ DOCUMENTATION | 886
M1324-0001 | I26 Stackable Incubator Shaker, 1 in (2.5 cm) Orbit, 100V, 60Hz | #VALUE!
M1324-0002 | I26 Stackable Incubator Shaker, 1 in (2.5 cm) Orbit, 230V, 50Hz | #VALUE!
M1324-0005 | I26R Stackable Incubator Shaker with Refrigeration, 1 in (2.5 cm) Orbit, 100V, 60Hz | #VALUE!
M1324-0006 | I26R Stackable Incubator Shaker with Refrigeration, 1 in (2.5 cm) Orbit, 230V, 50Hz | #VALUE!
M1324-0071 | Power Kit, 230V, for E25 Shaker | 349
M1324-0500 | Stacking Kit to join two I 26 / I 26R Shakers | 1273
M1324-0600 | Short Base to raise I26/I26R shakers by 4 in(10.2 cm) | 2309
M1324-0610 | KIT, STACKING HARDWARE (I26 - SHORT) | 1914
M1324-0700 | Tall Base to raise I26/I26R shakers by 17 in (43.2 cm) | #VALUE!
M1324-0800 | Medium Base to raise I26/I26R shakers by 13 in(33 cm.) | #VALUE!
M1324-5000 | I26 DOOR ASSEMBLY | 3806
M1324-5001 | I26 DISPLAY COVER ASSEMBLY | 1152
M1324-5019 | BRUSHLESS SHAKER, SWITCH PANEL | 158
M1324-5070 | I26 PLATFORM, SLIDE OUT ASSEMBLY | 2109
M1324-5920 | EPROM PROGRAMMED E/I SERIES | 149
M1324-7000 | CONTROL MODULE, E / I SERIES | 1319
M1324-7001 | DISPLAY DRIVE/POWER DIST.PCB | 728
M1324-7002 | DISPLAY PCB ASSY | 406
M1324-7003 | SSR PCB ASSY | 1048
M1324-7004 | SSR PCB ASSY (HEATER ONLY) | 582
M1324-8004 | CABLE TILT AND DOOR SWITCH | 169
M1324-8005 | CABLE POWER CN2 & FANS | 126
M1324-8007 | RS323 CABLE ASSEMBLY | 245
M1324-8008 | CONTROL RIBBON J4 | 253
M1324-8011 | DC POWER SUPPLY CABLE | 126
M1324-8012 | DISPLAY RIBBON J5-J4 | 172
M1324-8015 | POWER TRANSFORMER | 1123
M1324-8017 | Compressor and Condenser Harness for I26 Shaker | 141
M1324-8019 | HARNESS, THERMAL CUTOFF 60C | 120
M1324-9222 | EXTENSION STAND WELDMENT-4 | 1344
M1324-9223 | EXTENSION STAND WELDMENT-13 | 2172
M1324-9337 | STACKING RAIL | 166
M1324-9360 | Proximity Switch Plate for I26 shaker | 36.2
M1324-9401 | Hinge, Modified | 337
M1324-9405 | DOOR CHECK ASSEMBLY-RH | 276
M1324-9406 | DOOR CHECK ASSEMBLY-LH | 276
M1324-9505 | I26 DISPLAY COVER | 969
M1324-9904 | Universal Platform (for I26/I26R, Slide-Out) | 4039
M1324-9905 | 125 mL Erlenmeyer Flask Dedicated Platform (for I26/I26R, Slide-Out) | #VALUE!
M1324-9906 | 250 mL Erlenmeyer Flask Dedicated Platform (for I26/I26R, Slide-Out) | #VALUE!
M1324-9907 | 500 mL Erlenmeyer Flask Dedicated Platform (for I26/I26R, Slide-Out) | #VALUE!
M1324-9908 | 1 L Erlenmeyer Flask Dedicated Platform (for I26/I26R, Slide-Out) | #VALUE!
M1324-9909 | 2 L Erlenmeyer Flask Dedicated Platform (for I26/I26R, Slide-Out) | 4098
M1324-9910 | 2.8 L Fernbach Flask Dedicated Platform (for I26/I26R, Slide-Out) | #VALUE!
M1324-9911 | Sticky Pad Platform (for I26/I26R, Slide-Out) | 2866
M1324-9920 | Operating Manual, I26/I26R Shaker | 86.1
M1325-2210 | Cooling Water Regulator Kit (for MediaMatic MM9) | 1614
M1326-0000 | BioCommand Bioprocessing Software, Track and Trend | #VALUE!
M1326-0001 | BIOCOMMAND TRACK & TREND UPGRA | 3640
M1326-0010 | BioCommand Bioprocessing Software, Batch Control | #VALUE!
M1326-0011 | BIOCOMMAND BATCH CONTROL UPGRA | #VALUE!
M1326-0020 | BioCommand Bioprocessing Software, Batch Control Plus | #VALUE!
M1326-0021 | BIOCOMMAND BATCH CONTROL PLUS | #VALUE!
M1327-9980 | FibraStage 500 mL Disposable Bottles, Pack of 4 | 3407
M1327-9981 | Continuous System Disposable Bottles, Pack of 4 (for FibraStage) | 3503
M1330-1010 | DRIVE ASS'Y (1 STR. BOT) | #VALUE!
M1330-1011 | DRIVE ASS'Y (2 STR. BOT) | #VALUE!
M1334-0044 | Installation Qualification Documentation for S41i Incubator Shaker | 1356
M1334-0045 | Operation Qualification for S41i Incubator Shaker | 2030
M1334-5011 | 1 Bearing Hosuing Assembly-- S41i | 2692
M1334-5013 | Shaker Drive Motor--S41i | 1423
M1334-9920 | PLATFORM, UNIVERSAL 14 x 24 | 2558
M1334-9921 | 125 mL Dedicated Platform for S41i | 2933
M1334-9922 | 250 mL Dedicated Platform for S41i | 2754
M1334-9923 | 500 mL Dedicated Platform for S41i | 2704
M1334-9924 | 1 L Dedicated Platform for S41i | 2675
M1334-9925 | 2 L Dedicated Platform for S41i | 2675
M1334-9926 | 2.8 L Dedicated Platform for S41i | 2675
M1334-9927 | 4 L Dedicated Platform for S41i | 2675
M1335-0001 | Innova 42 Stackable, On-or-Under-Bench Incubator Shaker, 3/4 in (1.9 cm) Orbit, | #VALUE!
M1335-0002 | Innova 42 Stackable, On-or-Under-Bench Incubator Shaker, 3/4” (1.9 cm) Orbit, 230V, 50Hz | #VALUE!
M1335-0005 |  | #VALUE!
M1335-0006 | Innova 42R Stackable, On-or-Under-Bench Incubator Shaker with Refrigeration, 3/4 in (1.9 cm) Orbit, 230V, | #VALUE!
M1335-0007 |  | #VALUE!
M1335-0011 |  | #VALUE!
M1335-0012 | Innova 42 Stackable, On-or-Under-Bench Incubator Shaker, 1 in (2.5 cm) Orbit, 230V, 50Hz | #VALUE!
M1335-0013 |  | #VALUE!
M1335-0015 | Innova 42R Stackable, On-or-Under-Bench Incubator Shaker with Refrigeration, 1 in (2.5 cm) Orbit, 100V, | #VALUE!
M1335-0016 | Innova 42R Stackable, On-or-Under-Bench Incubator Shaker with Refrigeration, 1 in (2.5 cm) Orbit, 230V, | #VALUE!
M1335-0017 |  | #VALUE!
M1335-0071 | Power Kit, 220/240V-50/60 Hz, for Innova 42/42R | 339
M1335-0080 | Additional Shelf & Brackets (for Innova 42+42R) | 874
M1335-0300 | Photosynthetic Light Bank for Innova 42R only | #VALUE!
M1335-0400 | UV Germicidal Light for Innova 42R only | #VALUE!
M1335-0500 | Humidity Monitor (for Innova 42+42R) | 2654
M1335-0501 | Culture Drawer, prevents plates from drying (for Innova 42+42R) | 3058
M1335-0600 | 12-Port Gassing Manifold for direct gassing into flasks (for Innova 42+42R) | 2596
M1335-0800 | Stacking Kit (for Innova 42/42R) | 1306
M1335-0810 | Stacking Kit, to stack Innova 42/42R units on Innova 4200/4230 Shaker | 1876
M1335-0900 | I42 RETRO-FIT STACKING KIT | 3960
M1335-1463 | Drip Rail Service Kit for Innova 42 | 160
M1335-5000 | ASSEMBLY, DOOR | 3203
M1335-5010 | Photosynthetic Light Display | 2396
M1335-6000 | Spare Parts Kit, all voltages (for Innova 42+42R) | 495
M1335-7000 | TILT SWITCH BOARD ASSEMBLY | 7.9
M1335-8000 | Harness, Torroid Assembly | 1219
M1335-8004 | AC Power Outlet Harness | 234
M1335-8010 | DC POWER SUPPLY HARNESS | 290
M1335-8014 | Display Cable, I42 | 173
M1335-8016 | Fan Harness for Innova 42 Shaker | 109
M1335-8017 | Harness Ribbon, I/O, 50-Pin | 114
M1335-8018 | Harness, Thermal Cutoff, 80C | 144
M1335-8019 | Chamber Light | 251
M1335-9208 | Spill Cover Weldment for Innova 42 | 424
M1335-9210 | I42 RETRO-FIT BASE WELDMENT | 1735
M1335-9310 | Panel, Electronic for Innova 42 Shaker | 251
M1335-9315 | Panel, Door Liner for Innova 42 Shaker | 632
M1335-9322 | BRACKET, STACKING | 240
M1335-9325 | I42 Retro Fit Bracket | 191
M1335-9502 | Window, Insulating Glass Unit | 342
M1335-9508 | Gasket, Door for Innova Shaker | 99.8
M1335-9920 | Operating Manual, I42/I42R Shaker | 86.1
M1344-5001 | FAN ASS'Y | 849
M1344-6300 | BRG.HSG/ASSY w/BASE 3/4 STR | 3228
M1344-6301 | BRG. HSG. ASS'Y W/BASE 1 STR | 3170
M1350-0001 | Excella E2 Microprocessor Controlled Open Air Shaker, 3/4 in (1.9 cm) Orbit, 230V, 50/60Hz | #VALUE!
M1350-0071 | Power Kit, 230V, for E1/E2 Shaker | 295
M1350-9920 | Operating Manual, E2 Shaker | 86.1
M1351-0001 | Excella E10 Large-Capacity Benchtop Open Air Shaker, 1 in (2.5 cm) Orbit, 230V, 50/60Hz | #VALUE!
M1351-0071 | Power Kit, 230V, for E10 Shaker | 310
M1351-8001 | DC Harness for E10 Shaker | 124
M1351-9920 | Operating Manual, E10 Shaker | 86.1
M1352-0001 | Excella E24 Benchtop Incubator Shaker, 3/4 in (1.9 cm) Orbit, 100V, 60Hz | #VALUE!
M1352-0002 | Excella E24 Benchtop Incubator Shaker, 3/4 in (1.9 cm) Orbit, 230V, 50Hz | #VALUE!
M1352-0005 | Excella E24R Benchtop Incubator Shaker with Refrigeration, 3/4 in (1.9 cm) Orbit, 100V, 60Hz | #VALUE!
M1352-0006 | Excella E24R Benchtop Incubator Shaker with Refrigeration, 3/4 in (1.9 cm) Orbit, 230V, 50Hz | #VALUE!
M1352-0071 | Power Kit, 230V, for E24 Shaker | 294
M1352-5001 | REFRIG. ASSY E & I SERIES | #VALUE!
M1352-5002 | REFRIGERATION ASSY | #VALUE!
M1352-6000 | Spare Parts Kit (for Excella E24 and E24R) | 524
M1352-8012 |  | 782
M1352-9205 | Air System Weldment Cover for Innova 42 Shaker | 329
M1352-9500 | E24 Shaker Inner Liner | 1077
M1352-9502 | HANDLE, E24 | 33.7
M1352-9920 | Operating Manual, E24 Shaker | 86.1
M1353-0001 | Excella E25 Console Incubator Shaker, 1 in 1 in (2.5 cm) Orbit, 100V, 60Hz | #VALUE!
M1353-0002 | Excella E25 Console Incubator Shaker, 1 (2.5 cm) Orbit, 230V, 50Hz | #VALUE!
M1353-0005 | Excella E25R Console Incubator Shaker with Refrigeration, 1 (2.5 cm) Orbit, 100V, 60Hz | #VALUE!
M1353-0006 | Excella E25R Console Incubator Shaker with Refrigeration, 1 (2.5 cm) Orbit, 230V, 50Hz | #VALUE!
M1353-1001 | 18X18 SE DRIVE ASSEMBLY | 4.2
M1353-1003 | 18X30 SE DRIVE ASSEMBLY - 1 | #VALUE!
M1353-1463 | Drip Rail Service Kit for E25 | 173
M1353-5000 | DOOR ASSEMBLY | 3669
M1353-5001 | Door Cover Assembly | 1007
M1353-6303 | SE LOWER HOUSING ASSY | 820
M1353-8000 | LIGHT/MED LOAD MOTOR ASSY. | 1364
M1353-8001 | HEAVY LOAD MOTOR ASSEMBLY | 1398
M1353-8011 | DOOR SWITCH | 361
M1353-9208 | Spill Cover Weldment for E25 | 381
M1353-9500 | DOOR WITH OUTER WINDOW GLUED | 3836
M1353-9900 | MAGNETIC GASKET | 181
M1353-9920 | Operating Manual, E25 Shaker | 86.1
M1354-0001 | Excella E1 Analog-Controlled Open Air Shaker, 3/4 in (1.9cm) Orbit, 230V, 50/60Hz | #VALUE!
M1354-9920 | Operating Manual, E1 Shaker | 86.1
M1355-0001 | Excella E5 Mid-Sized Benchtop Open Air Shaker, 1 in (2.5 cm) Orbit, 230V, 50/60Hz | #VALUE!
M1355-0071 | Power Kit, 230V, for E5 Shaker | 299
M1355-9920 | Operating Manual, E5 Shaker | 86.1
M1360-0101 | Basic Validation (for BioFlo 415) | #VALUE!
M1360-0102 | Basic Plus Validation (for BioFlo 415) | #VALUE!
M1360-0103 | Enhanced Validation (for BioFlo 415) | #VALUE!
M1360-1005 | BF415 STN 230V 1MFC 25SLM 4GAS | #VALUE!
M1360-1111 | 14L VESSEL/CABINET ASSY. BF415 | #VALUE!
M1360-1120 | BioFlo 415 Compact Steriliz- able-In-Place Benchtop Fermentor, Total Vol. 7L, Working Vol. 2-5L, | #VALUE!
M1360-1121 | BioFlo 415 Compact Steriliz- able-In-Place Benchtop Fermentor, Total Vol. 14L, Working Vol. 4-10L, 100-240V, | #VALUE!
M1360-1123 | BioFlo 415 Compact Steriliz- able-In-Place Benchtop Fermentor, Total Vol. 19.5L, Working Vol. 5-15.5L, 100- | #VALUE!
M1360-2020 | Spare Vessel Assembly Kit, 7.0 L with Magnetic Drive (for BioFlo 415) | #VALUE!
M1360-2021 | Spare Vessel Assembly Kit, 14.0 L with Magnetic Drive (for BioFlo 415) | #VALUE!
M1360-2023 | Spare Vessel Assembly Kit, 19.5 L with Magnetic Drive (for BioFlo 415) | #VALUE!
M1360-2031 | BioFlo 415 Gas Option, 1 TMFC (0.1- 5 SLPM) | #VALUE!
M1360-2032 | BioFlo 415 Gas Option, 1 TMFC (0.5 - 25 SLPM) | #VALUE!
M1360-2033 | BioFlo 415 Gas Option, 2 TMFC (0.1- 5 SLPM) | #VALUE!
M1360-2034 | BioFlo 415 Gas Option, 2 TMFC (0.5- 25 SLPM) | #VALUE!
M1360-2035 | BioFlo 415 Gas Option, 3 TMFC (0.1 - 5 SLPM) | #VALUE!
M1360-2036 | BioFlo 415 Gas Option, 3 TMFC (0.5 - 25 SLPM) | #VALUE!
M1360-2037 | BioFlo 415 Gas Option, 4 TMFC (0.1 - 5 SLPM) | #VALUE!
M1360-2038 | BioFlo 415 Gas Option, 4 TMFC (0.5 - 25 SLPM) | #VALUE!
M1360-2040 | BioFlo 415 Gas Option, 4 TMFC (0 - 1.0 SLPM) | #VALUE!
M1360-2041 | BioFlo 415 Gas Option, 4 TMFC (0 - 0.5 SLPM) | #VALUE!
M1360-2050 | Fluidine Tank Bottom Drain/Harvest Valve (for BioFlo 415) | 3973
M1360-5000 | KIT, SAMPLE NEEDLE, BF415 | 3257
M1360-5001 | KIT, HARVEST NEEDLE, BF415 | 2134
M1360-5002 | BACKFLOW PREVENTER, BF415 | 1094
M1360-8000 | HARNESS,FILTERS/COOL/EXH VALVS | 795
M1360-8002 | HARNESS, LIGHT/CONTROL VAL 415 | 774
M1360-8003 | Internal Heater Harness | 327
M1360-9200 | IMPELLER, 19.5L COMPR. BF415_CER | 1115
M1360-9832 | Redox Probe Kit for 7.0 L Systems, Hamilton, Gel Filled (for BioFlo 415) | 3478
M1360-9834 | Redox Probe Kit for 14.0 L Systems, Hamilton, Gel Filled (for BioFlo 415) | 3569
M1360-9836 | Redox Probe Kit for 19.5 L Systems, Hamilton, Gel Filled (for BioFlo 415) | 3478
M1360-9904 | USER MANUAL IN BINDER, BF415 | 765
M1360-9969 | Spare Parts Kit (for BioFlo 415) | #VALUE!
M1361-0100 | BF 510 BASIC VALIDATION PACKAG E | #VALUE!
M1361-0101 | BF 510 BASIC PLUS VALIDATION P ACKAGE | #VALUE!
M1361-0102 | BF 510 ENHANCED VALIDATION PAC KAGE | #VALUE!
M1361-0202 | CIP COVERAGE | 2147
M1361-0300 | 0 ADDITION VALVE 3/8 | 1523
M1361-0301 | 1 ADDITION VALVE 3/8 | #VALUE!
M1361-0304 | 4 ADDITION VALVES 3/8 | 4.2
M1361-0391 | Kit, Julabo Chiller | 2791
M1361-0401 | ASSEMBLY, BF510, SAMPLE VALVE, ASEPCO | #VALUE!
M1361-0410 | SIGHT GLASS ON HEAD PLATE | 2030
M1361-0501 | LEVEL PROBES, BF510 | 3873
M1361-0561 | ADDITIONAL TRANSFER LINE 20' | #VALUE!
M1361-0601 | pH PROBE GEL FILLED | #VALUE!
M1361-0611 | DO PROBE POLAROGRAPHIC | #VALUE!
M1361-0620 | 1 1/2 TRI CLAMP SEPTUM | 2230
M1361-0621 | REDOX GELL FILLED | #VALUE!
M1361-0711 | 40L PITCHED BLADE IMPELLER | 3012
M1361-0712 | Pitched Blade Impeller Assembly, LH, BF510, 19.5L | 2471
M1361-0713 |  | 2588
M1361-0720 | 19.5L MARINE BLADE IMPELLER, R H BF510 | 2887
M1361-0721 | 40L MARINE BLADE IMPELLER, RH BF | 2712
M1361-0722 | 19.5L MARINE BLADE IMPELLER, L H BF510 | 2887
M1361-0723 | 40L MARINE BLADE IMPELLER, LH BF510 | 3012
M1361-0731 | 40L Cell Lift Impeller | #VALUE!
M1361-0741 | 40L SPIN FILTER IMPELLER 10 MICR | #VALUE!
M1361-0751 | 40L BASKET IMPELLER | #VALUE!
M1361-0755 | ASSEMBLY, PERFUSION, BF510, 40L | #VALUE!
M1361-0758 | Spin Filter Impeller 40L-75m (Microcarriers) Single Layer | #VALUE!
M1361-0759 | Spin Filter Impeller 40L-10m (Suspension) Single Layer | #VALUE!
M1361-0911 | 40L DECANTER | #VALUE!
M1361-1000 | BENCHTOP ASSEMBLY 19.5L | 4.2
M1361-1100 | WATER PREFILTER/REGULATOR KIT | 4056
M1361-1101 | UTILITY STEAM PREFILTER/REG. KIT | #VALUE!
M1361-1102 | PROCESS STEAM REGULATOR KIT | #VALUE!
M1361-1103 | PROCESS AIR PREFILTER/REGULATOR KIT | 2592
M1361-1104 | INSTRUMENT AIR PREFILTER REG. KIT | 2313
M1361-1105 | UTILITY <(>&<)> PROCESS STEAM KIT | 2479
M1361-1106 | Kit, Add Process Steam Line to Process Steam Regulator | 2172
M1361-1300 | SPARE PARTS KIT | #VALUE!
M1361-1302 | SPARE PARTS KIT GASKETS | 928
M1361-1303 | SPARE PARTS KIT PM | #VALUE!
M1361-1305 | LOWER SPARGE DRIVE KIT | #VALUE!
M1361-2400 | MANUAL PRESSURE CONTROL | 1531
M1361-2442 | 1 TMFC (.6-32 SLP) | 4.2
M1361-2444 | 1 TMFC (.3-15 SLP) | #VALUE!
M1361-2447 | 2 TMFC, 1X (1-64 SLP) 1X (.6-32 | #VALUE!
M1361-2450 | 3 TMFC, 1X (1-64 SLP) 2X (.6-32 | #VALUE!
M1361-2457 | 4 TMFC (.6-32 SLP) | #VALUE!
M1361-2504 | W/O EXHAUST CONDENSER, BF510 | 4.2
M1361-2700 | SPRAY BALL ASSEMBLY BF 510 19.5L | #VALUE!
M1361-2701 | SPRAY BALL ASSEMBLY BF510 40L | #VALUE!
M1361-2801 | NO FERMENTATION OVERLAY OPTION BF510 | 4.2
M1361-2804 | KIT, AIRWASH, BF510, 40L(.3-15 SLPM) | #VALUE!
M1361-2805 | KIT, AIRWASH, BF510, 40L (.6-32 S | #VALUE!
M1361-3000 |  | #VALUE!
M1361-4001 | BF-510 40L VESSEL ASSY, CELL CUL | #VALUE!
M1361-4002 | BF-510 19.5L VESSEL ASSY, FERM ENTOR | 4.2
M1361-4005 | ASSEMBLY, VESSEL, 19.5L, CC, ASEPCO | #VALUE!
M1361-4006 | ASSEMBLY, VESSEL, 40L, CC, ASEPCO | #VALUE!
M1361-4007 | ASSEMBLY, VESSEL, 19.5L, FERM, ASEPCO | #VALUE!
M1361-4008 | ASSEMBLY, VESSEL, 40L, FERM, ASEPCO | #VALUE!
M1361-4015 | ASSEMBLY, VESSEL, 19.5L, CC, CHINA, ASEPCO | #VALUE!
M1361-4016 | ASSEMBLY, VESSEL, 40L, CC, CHINA, ASEPCO | #VALUE!
M1361-4017 | ASSEMBLY, VESSEL, 19.5L, FERM, CHINA, ASEPCO | #VALUE!
M1361-4018 | ASSEMBLY, VESSEL, 40L, FERM, CHINA, ASEPCO | #VALUE!
M1361-5003 | ASSEMBLY, PUMP MOTOR | 1111
M1361-5004 | EXHAUST CONDENSER VALVE ASSY | 1310
M1361-5007 | HEAD PLATE SWITCH ASSEMBLY | 1090
M1361-5008 | Load Cell Assembly | 2043
M1361-5009 | Assy, Centrifugal Pump | 1835
M1361-5012 |  | 3257
M1361-5013 | Rushton Impeller 40l Standard | 3257
M1361-5028 | Centrifugal Pump, Updated | 1294
M1361-5029 | MOTOR AND HARNESS PACKAGE FOR 40 LITER 510 RPC UNITS | 3432
M1361-5031 | MOTOR AND HARNESS PACKAGE FOR 19 LITER 510 RPC UNITS | 3815
M1361-5103 | ASSEMBLY, DO/pH NEW BOARD | 2226
M1361-6010 | Assembly, 19.5L Motor, Double M | 4.2
M1361-6014 | ASSEMBLY, 19.5L SERVO MOTOR, MAG DRIVE W/PITCHED IMP, CELL CULTURE | #VALUE!
M1361-6015 | ASSEMBLY, 40L SERVO MOTOR, MAG DRIVE W/PITCHED IMP, CELL CULTURE | #VALUE!
M1361-6816 | BF510 Hydro. Vessel, 40L | #VALUE!
M1361-8003 | RTD Cable | 249
M1361-8004 | Level Cable | 399
M1361-8005 | RTD Cable Assembly | 2924
M1361-8007 |  | 136
M1361-8014 | CABLE, LEVEL 1, 2 | 1190
M1361-8016 | Harness, Internal Load Cell | 292
M1361-8022 | TMFC Cable for BF510 | 331
M1361-8038 | HARNESS, EXTERNAL FEEDBACK, NEW 40L MOTOR | 541
M1361-8041 | HARNESS, INTERNAL SETPOINT/FEEDBACK, NEW MOTOR | 134
M1361-8052 | 5V DC Load Resistor Harness | 68.2
M1361-9108 | NBS BLIND CAP 1 1/2 T/C | 478
M1361-9180 | Spacer, Duckbill Valve, Upper Sparge Assembly | 140
M1361-9205 | Drive Shaft Weldment 3/4 DBL, Certified | 3116
M1361-9207 | BF510 Addition Valve | #VALUE!
M1361-9208 | 510 Port Adapter - Converts 1.5 in Sanitary to 25mm Ingold Port | 1577
M1361-9214 | SPARGE WELDMENT BF-510 19.5L | 2796
M1361-9229 | Harvest Valve Weldment | #VALUE!
M1361-9231 | SPARGER WELDMENT BF-510 40 LTR_CERTIFIED | #VALUE!
M1361-9233 | SPARGER LINE WELDMENT BF-510 40L | 2051
M1361-9235 | Shaft, Impeller Weldment, 40L, BF510 | 1577
M1361-9249 | Harvest Weldment, 19.5L for BF510 | 1493
M1361-9255 | WELDMENT, SCREEN CAGE, CELL LIFT, 40L | 3819
M1361-9257 | WELD, BOTTOM IMPELLER, CELL LIFT, 40L | 1156
M1361-9283 | WELDMENT, DRAIN SPOOL HARVEST BF-510 | 1402
M1361-9376 | Clamp, Decanter | 745
M1361-9401 | SCREW, MODIFIED, 1/4-20, W/ O-RING | 301
M1361-9514 | ADAPTER, MACHINED FLANGE, NEW 19.5L MOTOR | 1011
M1361-9606 | Mounting Plate, Resistor, for Upgrade from 6601 to 6602 Board | 96.9
M1361-9920 |  | 2479
M1361-9921 | KIT, BAFFLES, 40L BF510 | 2380
M1361-9922 | KIT, BAFFLE PLUGS, BF510 | 686
M1361-9923 | Kit, Dual Harvest/Addition BF510, Steam Connection | 932
M1361-9939 | KIT, BF510, COMPUTER BOARD REPLACEMENT (P0620-6602), FIELD | 2891
M1361-9992 | KIT UTILITIES 510 | #VALUE!
M1361-9994 | KIT, NEW PUMP SERVICE BF510 | 2854
M1361-9995 | KIT, STEAM LINE UPDATE, BF510 | 2172
M1361-9997 | KIT, MOTOR REWORK, 40L VESSEL/CABINET | #VALUE!
M1361-9998 | KIT, MOTOR REWORK, 19.5L AB | #VALUE!
M1362-0104 | BF610 BASIC PLUS VALIDATION | #VALUE!
M1362-0105 | BF610 ENHANCED VALIDATION PACKAG | #VALUE!
M1362-0205 | BF610 CIP COVERAGE | 2026
M1362-0301 | SPARE PARTS KIT DEALER | #VALUE!
M1362-0302 | KIT, O-RING & GASKET, BF610 | #VALUE!
M1362-0310 | SPARE PARTS KIT | #VALUE!
M1362-0311 | KIT, BEARING HOUSING REBUILD | #VALUE!
M1362-0690 | Thermometer and Well Option, 0-150 Deg C, Anderson | 869
M1362-0713 | PITCHED BLADE IMPELLER 125L RIGHT HAND (UP FLOW) | 2712
M1362-0715 | RUSHTON IMPELLER ASSY; BF610, 65L | 2700
M1362-0723 | MARINE BLADE IMPELLER 125L RIGHT HAND (UP FLOW) | 2712
M1362-1001 | TOP ASSEMBLY BF610 125L | #VALUE!
M1362-2421 | AUTO PRESSURE CONTROL OPTION BF6 | #VALUE!
M1362-2440 | GAS MIX OPTION, 1 TMFC, SINGLE G | #VALUE!
M1362-2442 | GAS MIX OPTION, 1 TMFC, SINGLE G | #VALUE!
M1362-2444 | GAS MIX OPTION, 1 TMFC, TWO GAS, | #VALUE!
M1362-2445 | GAS MIX OPTION, 2 TMFC, TWO GAS, | #VALUE!
M1362-2446 | GAS MIX OPTION, 2 TMFC, TWO GAS, | #VALUE!
M1362-2451 |  | 2895
M1362-2541 | NO OVERLAY OPTION BF610 | 1061
M1362-2622 | SAMPLE VALVE OPTION, BF610, ASEPCO | #VALUE!
M1362-4001 | VESSEL ASSEMBLY, 125L, BF610 | #VALUE!
M1362-5001 | 65/125L SPARE BEARING/SEALING HOUSING | #VALUE!
M1362-5015 | Headplate Spring Assembly | 4019
M1362-5020 | Load Cell Assembly, 18 LG, for BF610 | 1843
M1362-5021 | Load Cell Assembly, 42 LG, for BF610 | 1843
M1362-5022 | PRESSURE CONTROL VALVE ASSEMBLY | #VALUE!
M1362-6001 | Drive Assembly, Double Mechanica | #VALUE!
M1362-8020 | HARNESS, CABLE DUAL USB MODIFIED | 88.6
M1362-9115 | Drive Shaft, Drawbar | 994
M1362-9201 | DRIVE SHAFT, 1 1/2 SEALS; WELDMENT; BF610 | #VALUE!
M1362-9217 | Spool, Drain Valve, 1 Triclamp | 973
M1362-9224 | SHAFT, IMPELLER WELDMENT, 65L, BF610 | 3603
M1362-9900 | MANUAL KIT, BF610 | 599
M1362-9901 | 1 L Addition / Harvest Bottle Kit | 1202
M1362-9902 | 2 L Addition / Harvest Bottle Kit | 1419
M1362-9903 | 5 L Addition / Harvest Bottle Kit | 2276
M1362-9904 | 10 L Addition / Harvest Bottle Kit | 2937
M1362-9905 | 0.25 L Addition / Harvest Bottle Kit | 433
M1362-9906 | 0.5 L Addition / Harvest Bottle Kit | 553
M1362-9913 | 250ml ADDITION GLASS BOTTLE KIT ANEROBIC | 1285
M1362-9914 | 500ml ADDITION GLASS BOTTLE KIT ANEROBIC | 1248
M1362-9915 | 1L ADDITION GLASS BOTTLE KIT ANEROBIC | 1161
M1362-9916 | 2L ADDITION GLASS BOTTLE KIT ANEROBIC | 1701
M1362-9917 | 5L ADDITION BOTTLE KIT ANEROBIC | 3220
M1362-9918 | 10L ADDITION GLASS BOTTLE KIT ANEROBIC | 2729
M1362-9950 | KIT, TEMPERATURE LOOP, 90C UPGRADE, BF610 | 4039
M1362-9992 | 610 Utility Connection Kit | #VALUE!
M1363-0061 | CELLIGEN BLU VESSEL DOCUMENTATION | #VALUE!
M1363-0101 | CABINET VALIDATION, CELLIGEN BLU | #VALUE!
M1363-0105 | 5.0 L Vessel Kit (for CelliGen BLU) | #VALUE!
M1363-0108 | 5.0L Packed-Bed Vessel Kit | #VALUE!
M1363-0110 | SHIPPING KIT, CABINET, 110V, CELLIGEN BLU BIOREACTOR | 4148
M1363-0112 | Tubing Connection and Adaptor Kit | 244
M1363-0114 | 14.0 L Vessel Kit (for CelliGen BLU) | #VALUE!
M1363-0119 | 5L Basket Microsparge | #VALUE!
M1363-0121 | 5L Macrosparge | 2284
M1363-0121P | 5.0L Vessel w/ Macrosparge, Pack of 1 Pfizer | 2288
M1363-0122 | 14L Macrosparge | 2908
M1363-0122P | 14.0L Vessel w/ Macrosparge, Pack of 1 Pfizer | 2904
M1363-0125 | 5L Microsparge | 2138
M1363-0125P | 5.0L Vessel w/ Microsparge, Pack of 1, Pfizer | 2138
M1363-0126 | 14L Microsparge | 2741
M1363-0126P | 14.0L Vessel w/ Microsparge, Pack of 1, Pfizer | 2746
M1363-0129 | CelliGen BLU 50L Vessel w/ Macrosparge Pack of 1 | #VALUE!
M1363-0129P | CelliGen BLU 50L Vessel w/ Macrosparge, Pack of 1 Pfizer | #VALUE!
M1363-0131 | CelliGen BLU 50L Vessel w/ Microsparge Pack of 1 | #VALUE!
M1363-0131P | CelliGen BLU 50L Vessel w/ Microsparge, Pack of 1, Pfizer | #VALUE!
M1363-0133 | 5L Basket Macrosparge | #VALUE!
M1363-0230 | SHIPPING KIT, CABINET, 230V, CELLIGEN BLU BIOREACTOR | #VALUE!
M1363-5002 | Pressure Regulator Kit (for CelliGen BLU) | 2671
M1363-5010 | TRAY, REMOVABLE, GAS OVERLAY/SCALES OPTION | 1007
M1363-5013 | LOAD CELL, CELLIGEN BLU BIOREACTOR | 3765
M1363-5014 | ROTAMETER, (2-100 SCCM/SPARGER) ASSEMBLY | 1394
M1363-5015 | ROTAMETER, (2-3300 SCCM/OVERLAY) ASSEMBLY | 1489
M1363-5021 | Assembly, Relief Valve | 325
M1363-8001 | Harness, Standard Gas Mix, Cabinet | 191
M1363-8003 | Harness,Overlay TMFC,Cabinet | 223
M1363-8012 | Replacement Heat Blanket, 5.0 L (for CelliGen BLU) | 1373
M1363-8013 | Replacement Heat Blanket, 14.0 L (for CelliGen BLU) | 1681
M1363-8014 | HEATER, EXHAUST TUBE | 1057
M1363-8016 | Internal RTD Harness for CelliGen BLU | 214
M1363-8017 | HARNESS, TMFC, BROOKS, BLU | 205
M1363-8021 | Internal RTD Harness for CelliGen BLU | 210
M1363-8025 | 5.0L CELLIGEN BLU RTD AND CABLE | 674
M1363-8026 | 14.0L CELLIGEN BLU RTD AND CABLE | 711
M1363-8028 | 5.0L Packed-Bed CelliGen BLU RTD <(>&<)> Cable | 915
M1363-9310 | BRACKET, EXHAUST HEATER, CELLIGEN BLU VESSEL | 74.5
M1363-9323 | Bubble Displacement Tool | 81.1
M1363-9503 | COVER, PUMPS, CELLIGEN BLU | 869
M1363-9800 | TUBE, OVERLAY TO VESSEL | 312
M1363-9801 | TUBE, SPARGE TO VESSEL | 193
M1363-9910 | Needle-Free Syringe (10 pack) (for CelliGen BLU) | 214
M1364-0303 | 300L PM Kit | #VALUE!
M1364-0313 | 300L Spare Kit | #VALUE!
M1364-0314 | 500L Spare Parts Kit | #VALUE!
M1364-1212 | BFPRO FERM SOFTWARE BACKUP CD | #VALUE!
M1364-2374 | LOW SEAL PRESS SWITCH | #VALUE!
M1364-2391 | No Option Valve Block | 90.7
M1364-8005 | Biocommand Adapter Cable | 466
M1364-9902 | Manual Kit | 478
M1364-9906 | Kit for Allen Bradley Optical Isolator | 2309
M1366-1212 | BFPRO CELL SOFTWARE BACKUP CD | #VALUE!
M1366-2370 | pH/DO TRANSMITTER | #VALUE!
M1366-2376 | 75L DP TRANSMITER | #VALUE!
M1366-2380 | AUTO PRESSURE/FLOW I/O MODULE | 3860
M1366-2382 | VARIABLE SPEED PUMPS I/O MODULE | #VALUE!
M1366-2383 | ANALOG INPUT 4-20mA | 3969
M1366-2390 | VALVE BLOCK OPTION | 3103
M1366-3012 | 150L Double Mech Lower Sparge | #VALUE!
M1366-9902 | User Manual Kit | 587
M1367-0201 | Bio Challenge Test for Allen Bradley 510 | #VALUE!
M1367-0202 | CIP Coverage for Allen Bradley 510 | 2330
M1367-0631 | SECOND PH/DO/REDOX OPTION | 3619
M1367-1002 | BENCHTOP ASSEMBLY 40L BIOFLO/C ELLIGEN 5 | 4.6
M1367-2456 | 4 TMFC (0-15 SLPM) | #VALUE!
M1367-8017 | SCALE DISPLAY COMM CABLE | 670
M1367-8018 | Load Cell Harness | 582
M1367-9907 | Rework Kit, New Motor, 40.0L, AB | #VALUE!
M1367-9968 | Variable Speed Pump | #VALUE!
M1368-7000 | I/O Board for S41i | 2122
M1368-7001 | Display Board for S41i | 836
M1368-7002 | Motor Control Board for S41i | 994
M1369-0220 | BioFlo 115 200-240V Master Con trol | #VALUE!
M1369-0221 | BioFlo 115 200-240V Utility St ation | #VALUE!
M1369-0230 | SHIPPING KIT, BF115, 230V | 1348
M1369-0300 | BioFlo/CelliGen 115 Start-up K it | 1498
M1369-1001 | Add-A-Vessel Basic Fermen- tation Kit, Total Volume 1.3L Working Volume 0.4-1.0L, HB Kit (for BioFlo 115) | #VALUE!
M1369-1002 | Add-A-Vessel Basic Fermen- tation Kit, Total Volume 3.0L Working Volume 0.8-2.2L, HB Kit (for BioFlo 115) | #VALUE!
M1369-1005 | Add-A-Vessel Basic Fermen- tation Kit, Total Volume 7.5L Working Volume 2.0-5.6L, HB Kit (for BioFlo 115) | #VALUE!
M1369-1010 | Add-A-Vessel Basic Fermen- tation Kit, Total Volume 14.0L Working Volume 4.0-10.5L, HB Kit | #VALUE!
M1369-1011 | Add-A-Vessel Basic Fermen- tation Kit, Total Volume 1.3L Working Volume 0.4-1.0L, WJ Kit (for BioFlo 115) | #VALUE!
M1369-1012 | Add-A-Vessel Basic Fermen- tation Kit, Total Volume 3.0L Working Volume 0.8-2.2L, WJ Kit (for BioFlo 115) | #VALUE!
M1369-1015 | Add-A-Vessel Basic Fermen- tation Kit, Total Volume 7.5L Working Volume 2.0-5.6L, WJ Kit (for BioFlo 115) | #VALUE!
M1369-1020 | Add-A-Vessel Basic Fermen- tation Kit, Total Volume 14.0L Working Volume 4.0-10.5L, WJ Kit | #VALUE!
M1369-1021 | Add-A-Vessel Advanced Cell Culture Kit, Total Volume 1.3L, Working Volume 0.4- 1.0L, Agitation System D, | #VALUE!
M1369-1022 | Add-A-Vessel Advanced Cell Culture Kit, Total Volume 3.0L, Working Volume 0.8- 2.2L, Agitation System D, | #VALUE!
M1369-1025 | Add-A-Vessel Advanced Cell Culture Kit, Total Volume 7.5L, Working Volume 2.0- 5.6L, Agitation System D, | #VALUE!
M1369-1030 | Add-A-Vessel Advanced Cell Culture Kit, Total Volume 14.0L, Working Volume 4.0- 10.5L, Agitation System D, | #VALUE!
M1369-1031 | Add-A-Vessel Advanced Cell Culture Kit, Total Volume 1.3L, Working Volume 0.4- 1.0L, Agitation System M, | #VALUE!
M1369-1032 | Add-A-Vessel Advanced Cell Culture Kit, Total Volume 3.0L, Working Volume 0.8- 2.2L, Agitation System M, | #VALUE!
M1369-1035 | Add-A-Vessel Advanced Cell Culture Kit, Total Volume 7.5L, Working Volume 2.0- 5.6L, Agitation System M, | #VALUE!
M1369-1040 | Add-A-Vessel Advanced Cell Culture Kit, Total Volume 14.0L, Working Volume 4.0- 10.5L, Agitation System M, | #VALUE!
M1369-1041 | Add-A-Vessel Advanced Cell Culture Kit, Total Volume 1.3L, Working Volume 0.4- 1.0L, Agitation System D, | #VALUE!
M1369-1042 | Add-A-Vessel Advanced Cell Culture Kit, Total Volume 3.0L, Working Volume 0.8- 2.2L, Agitation System D, | #VALUE!
M1369-1045 | Add-A-Vessel Advanced Cell Culture Kit, Total Volume 7.5L, Working Volume 2.0- 5.6L, Agitation System D, | #VALUE!
M1369-1050 | Add-A-Vessel Advanced Cell Culture Kit, Total Volume 14.0L, Working Volume 4.0- 10.5L, Agitation System D, | #VALUE!
M1369-1051 | Add-A-Vessel Advanced Cell Culture Kit, Total Volume 1.3L, Working Volume 0.4- 1.0L, Agitation System M, | #VALUE!
M1369-1052 | Add-A-Vessel Advanced Cell Culture Kit, Total Volume 3.0L, Working Volume 0.8- 2.2L, Agitation System M, | #VALUE!
M1369-1055 | Add-A-Vessel Advanced Cell Culture Kit, Total Volume 7.5L, Working Volume 2.0- 5.6L, Agitation System M, | #VALUE!
M1369-1060 | Add-A-Vessel Advanced Cell Culture Kit, Total Volume 14.0L, Working Volume 4.0- 10.5L, Agitation System M, | #VALUE!
M1369-1061 | BF115,AAV B-F KIT,1.3L HB,W/O MTR | #VALUE!
M1369-1062 | BF115,AAV B-F KIT, 3L HB, W/O MTR | #VALUE!
M1369-1065 | BF115,AAV B-F KIT, 7.5L HB, W/O MTR | #VALUE!
M1369-1070 | BF115,AAV B-F KIT, 14L HB, W/O MTR | #VALUE!
M1369-1071 | BF115,AAV B-F, KIT, 1.3L WJ, W/O MTR | #VALUE!
M1369-1072 | BF115,AAV B-F, KIT, 3L WJ, W/O MTR | #VALUE!
M1369-1075 | BF115,AAV B-F, KIT, 14L WJ, W/O MTR | #VALUE!
M1369-1080 | BF115,AAV B-F, KIT, 14L WJ, W/O MTR | #VALUE!
M1369-1140 | BioFlo 115 Basic Fermentation Kit, Total Volume 14.0L, Work- ing Volume 4.0-10.5L, 200- 240V, HB Kit | #VALUE!
M1369-1141 | BioFlo 115 Basic Fermentation Kit, Total Volume 1.3L, Work- ing Volume 0.4-1.0L, 200- 240V, HB Kit | #VALUE!
M1369-1145 | BioFlo 115 Basic Fermentation Kit, Total Volume 7.5L, Work- ing Volume 2.0-5.6L, 200- 240V, HB Kit | #VALUE!
M1369-1151 | BioFlo 115 Advanced Fermen- tation Kit, Total Volume 1.3L Working Volume 0.4-1.0L, 200-240V, HB Kit | #VALUE!
M1369-1152 | BioFlo 115 Advanced Fermen- tation Kit, Total Volume 3.0L Working Volume 0.8-2.2L, 200-240V, HB Kit | #VALUE!
M1369-1155 | BioFlo 115 Advanced Fermen- tation Kit, Total Volume 7.5L Working Volume 2.0-5.6L, 200-240V, HB Kit | #VALUE!
M1369-1161 | BioFlo 115 Advanced Fermen- tation Kit, Total Volume 1.3L Working Volume 0.4-1.0L, 200-240V, WJ Kit | #VALUE!
M1369-1170 | CelliGen 115 Advanced Cell Culture Kit, Total Vol 14.0L, Working Vol 4.0-10.5L, 200-240V, Agitation System M, WJ Kit | #VALUE!
M1369-1172 | CelliGen 115 Advanced Cell Culture Kit, Total Vol 3.0L, Working Vol 0.8-2.2L, 200-240V, AgitationSystem M, | #VALUE!
M1369-1175 | CelliGen 115 Advanced Cell Culture Kit, Total Vol 7.5L, Working Vol 2.0-5.6L, 200-240V, Agitation System M, | #VALUE!
M1369-1370 | CelliGen 115 Advanced Cell Culture Kit, Total Vol 14.0L, Working Vol 4.0-10.5L, 200-240V, Agitation System D, | #VALUE!
M1369-1371 | CelliGen 115 Advanced Cell Culture Kit, Total Vol 1.3L, Working Vol 0.4-1.0L, 200-240V, Agitation System D, | #VALUE!
M1369-1372 | CelliGen 115 Advanced Cell Culture Kit, Total Vol 3.0L, Working Vol 0.8-2.2L, 200-240V, Agitation System D, | #VALUE!
M1369-1375 | CelliGen 115 Advanced Cell Culture Kit, Total Vol 7.5L, Working Vol 2.0-5.6L, 200-240V, Agitation System D, | #VALUE!
M1369-1401 | CelliGen 115 Advanced Cell Culture Kit, Total Vol 1.3L, Working Vol 0.4-1.0L, 200-240V, Agitation System M, | #VALUE!
M1369-1402 | CelliGen 115 Advanced Cell Culture Kit, Total Vol 3.0L, Working Vol 0.8-2.2L, 200-240V, Agitation System M, | #VALUE!
M1369-1405 | CelliGen 115 Advanced Cell Culture Kit, Total Vol 7.5L, Working Vol 2.0-5.6L, 200-240V, Agitation System M, | #VALUE!
M1369-1410 | CelliGen 115 Advanced Cell Culture Kit, Total Vol 14.0L, Working Vol 4.0-10.5L, 200-240V, Agitation System M, | #VALUE!
M1369-1501 | CelliGen 115 Advanced Cell Culture Kit, Total Vol 1.3L, Working Vol 0.4-1.0L, 200-240V, Agitation System D, | #VALUE!
M1369-1502 | CelliGen 115 Advanced Cell Culture Kit, Total Vol 3.0L, Working Vol 0.8-2.2L, 200-240V, Agitation System D, | #VALUE!
M1369-1505 | CelliGen 115 Advanced Cell Culture Kit, Total Vol 7.5L, Working Vol 2.0-5.6L, 200-240V, Agitation System D, | #VALUE!
M1369-1510 | CelliGen 115 Advanced Cell Culture Kit, Total Vol 14.0L, Working Vol 4.0-10.5L, 200-240V, Agitation System D, | #VALUE!
M1369-1601 | Add-A-Vessel Advanced Fermen- tation Kit, Total Volume 1.3L Working Volume 0.4-1.0L, HB Kit | #VALUE!
M1369-1602 | Add-A-Vessel Advanced Fermen- tation Kit, Total Volume 3.0L Working Volume 0.8-2.2L, HB Kit | #VALUE!
M1369-1605 | Add-A-Vessel Advanced Fermen- tation Kit, Total Volume 7.5L Working Volume 2.0-5.6L, HB Kit | #VALUE!
M1369-1610 | Add-A-Vessel Advanced Fermen- tation Kit, Total Volume 14.0L Working Volume 4.0- 10.5L, HB Kit | #VALUE!
M1369-1611 | Add-A-Vessel Advanced Fermen- tation Kit, Total Volume 1.3L Working Volume 0.4-1.0L, WJ Kit | #VALUE!
M1369-1612 | Add-A-Vessel Advanced Fermen- tation Kit, Total Volume 3.0L Working Volume 0.8-2.2L, WJ Kit | #VALUE!
M1369-1612L | Add-A-Vessel Advanced Fermen- tation Kit, Total Volume 3.0L Working Volume 0.8-2.2L, WJ Kit | #VALUE!
M1369-1615 | Add-A-Vessel Advanced Fermen- tation Kit, Total Volume 7.5L Working Volume 2.0-5.6L, WJ Kit | #VALUE!
M1369-1620 | Add-A-Vessel Advanced Fermen- tation Kit, Total Volume 14.0L Working Volume 4.0- 10.5L, WJ Kit | #VALUE!
M1369-1631 | BioFlo 115 Basic Fermentation Kit, Total Volume 1.3L, Work- ing Volume 0.4-1.0L, 200-240V WJ Kit | #VALUE!
M1369-1632 | BioFlo 115 Basic Fermentation Kit, Total Volume 3.0L, Work- ing Volume 0.8-2.2L, 200-240V, WJ Kit | #VALUE!
M1369-1635 | BioFlo 115 Basic Fermentation Kit, Total Volume 7.5L, Work- ing Volume 2.0-5.6L, 200-240V WJ Kit | #VALUE!
M1369-1640 | BioFlo 115 Basic Fermentation Kit, Total Volume 14.0L, Work- ing Volume 4.0-10.5L, 200- 240V, WJ Kit | #VALUE!
M1369-1661 | BF115,AAV A-F KIT, 1.3L HB, W/O MTR | #VALUE!
M1369-1662 | BF115,AAV A-F KIT, 3L HB, W/O MTR | #VALUE!
M1369-1665 | BF115,AAV A-F KIT, 7.5L HB, W/O MTR | #VALUE!
M1369-1670 | BF115,AAV A-F KIT, 14L HB, W/O MTR | #VALUE!
M1369-1671 | BF115,AAV A-F KIT, 1.3L WJ, W/O MTR | #VALUE!
M1369-1672 | BF115,AAV B-F, KIT, 3L WJ, W/O MTR | #VALUE!
M1369-1675 | BF115,AAV B-F, KIT, 7.5L WJ, W/O MTR | #VALUE!
M1369-1680 | BF115,AAV A-F, KIT, 14L WJ, W/O MTR | #VALUE!
M1369-2001 | FRONT PANEL, 1-ROTAMETER | 512
M1369-2002 | FRONT PANEL, 2-ROTAMETER | 7.9
M1369-2003 | FRONT PANEL, 3-ROTAMETER | 549
M1369-2004 | FRONT PANEL, 4-ROTAMETER | 553
M1369-2010 | BioFlo 115 Cooling Valve Manif old | 1260
M1369-2020 | BioFlo 115 pH/DO Control Board | 3320
M1369-2030 | BioFlo 115 Foam/Level Control | 3232
M1369-2040 | BioFlo 115 3 Fixed Speed pumps | #VALUE!
M1369-2055 | BF115, GAS FLOW, TMFC W/ AUTO MIX | #VALUE!
M1369-2060 | BioFlo 115 1 Rotameter, Manual Mix | 2825
M1369-2065 | BioFlo 115 2 Rotameter, Manual Mix | 3744
M1369-2070 | BioFlo 115 3 Rotameter, Manual Mix | #VALUE!
M1369-2075 | BioFlo 115 4 Rotameter, Manual Mix | #VALUE!
M1369-2080 | BioFlo 115 1 Rotameter, Auto M ix | #VALUE!
M1369-2085 | BioFlo 115 2 Rotameter, Auto M ix | #VALUE!
M1369-2090 | BioFlo 115 3 Rotameter, Auto M ix | #VALUE!
M1369-2095 | BioFlo 115 4 Rotameter, Auto M ix | #VALUE!
M1369-2140 | BioFlo 115 TMFC w/ Manual Mix | #VALUE!
M1369-2141 | BioFlo 115 TMFC w/ Auto Mix | #VALUE!
M1369-3107 | Replacement Water Jacket Heater for 1.3 + 3.0L Vessels (for BioFlo/CelliGen 115) | #VALUE!
M1369-3108 | Replacement Water Jacket Heater for 7.5 + 14.0L Vessels (for BioFlo/ CelliGen 115) | #VALUE!
M1369-3120 | Replacement Motor, Direct Drive, for 1.3 + 3.0L Fermentors (for BioFlo/ CelliGen 115) | 3544
M1369-3125 | Replacement Motor, Direct Drive, for 7.2 + 14.0L Fermentors (for BioFlo/ CelliGen 115) | 3723
M1369-3130 | Replacement Motor, Magnetic Drive, for all vessel sizes (for BioFlo/CelliGen 115) | 3902
M1369-3135 | Replacement Motor, Direct Drive, for all vessel sizes, Cell Culture (for BioFlo/ CelliGen 115) | 3544
M1369-4010 | 14L D.D. FERM. H.B. VESS. ASSY. BF115 | #VALUE!
M1369-5004 | COVER ASSEMBLY, DISPLAY MASTER CONTROL | 3291
M1369-5006 | ASSEMBLY, VARISTERS(MOV), 230V, BF115 | 137
M1369-5008 | Kit, Addition Bottle, 500 mL | 820
M1369-5101 | BF115, BASIC FERMENTATION/BASE | #VALUE!
M1369-5102 | BF115, BASIC FERMENTATION/BASE | #VALUE!
M1369-5105 | BF115, BASIC FERMENTATION/BASE, 7.5L | #VALUE!
M1369-5110 | BF115, BASIC FERMENTATION/BASE, 14L | #VALUE!
M1369-5111 | BF115, ADVANCED FERMENTATION/ BAS | #VALUE!
M1369-5112 | BF115, ADVANCED FERMENTATION/ BAS | #VALUE!
M1369-5115 | BF115, ADVANCED FERMENTATION/BASE | #VALUE!
M1369-5120 | BF115, ADVANCED FERMENTATION/ BAS | #VALUE!
M1369-5121 | BF115, Basic Fermentation/Base | #VALUE!
M1369-5122 | BF115, Basic Fermentation/Base | #VALUE!
M1369-5125 | BF115, Basic Fermentation/Base | #VALUE!
M1369-5130 | BF115, Basic Fermentation/Base | #VALUE!
M1369-5131 | BF115, ADVANCED FERMENTATION/BAS | #VALUE!
M1369-5132 | BF115, ADVANCED FERMENTATION/ BAS | #VALUE!
M1369-5135 | BF115, ADVANCED FERMENTATION/BAS | #VALUE!
M1369-5140 | BF115, ADVANCED FERMENTATION/ BAS | #VALUE!
M1369-5201 | BF115, ADVANCED CELL CULTURE/BASE, 1.3L | #VALUE!
M1369-5202 | BF115, ADVANCED CELL CULTURE/ BAS | #VALUE!
M1369-5205 | BF115, ADVANCED CELL CULTURE/BASE, 7.5L | #VALUE!
M1369-5210 | BF115, ADVANCED CELL CULTURE/ BAS | #VALUE!
M1369-5221 | BF115, Advanced Cell Culture/Base | #VALUE!
M1369-5222 | 3L Adv CC Base, 230V | #VALUE!
M1369-5225 | BF115, ADVANCED CELL CULTURE/ BAS | #VALUE!
M1369-5230 | BF115, ADVANCED CELL CULTURE/ BAS | #VALUE!
M1369-8002 | Harness, Internal Level Probes | 230
M1369-8003 | Heater Harness | 306
M1369-8005 | INTERNAL MOTOR HARNESS | 1119
M1369-8008 | CONTROL BUS CABLE | 258
M1369-8015 | HEATER ADAPTER, BF110 VESSELS TO BF115 CABINETS | 1148
M1369-8019 | RTD CABLE ASSEMBLY | 458
M1369-8020 | Replacement Heater Blanket for 7.5L Vessels (for BioFlo/ CelliGen 115) | 1335
M1369-8021 | Replacement Heater Blanket for 1.3L Vessels (for BioFlo/ CelliGen 115) | 1244
M1369-8022 | Replacement Heater Blanket for 3.0L Vessels (for BioFlo/ CelliGen 115) | 1244
M1369-8023 | Replacement Heater Blanket for 14.0L Vessels (for BioFlo/CelliGen 115) | 1335
M1369-8027 | CABLE, TOUCHSCREEN CABLE | 161
M1369-8033 | 2 PHASE CHOKE | 79.9
M1369-8037 | COMPUTER BOARD POWER ADAPTER HARNESS | 71.1
M1369-9501 | Pump/Flowmeter Cover | 732
M1369-9620 | Label, Cool valve | 32.9
M1369-9621 | BioFlo 115 No Pumps | 267
M1369-9800 | TUBING, EXH. COND./VESSEL COOLING, W/VALVE, BF115 | 157
M1369-9802 | TUBING, CUSTOMER WATER, BF115 | 144
M1369-9803 | TUBING, EXH. COND./VESSEL COOLING, W/O VALVE, BF115 | 91.1
M1369-9900 | BF115 User Manual | 225
M1369-9910 | KIT, TUBING, VESSEL, ALL SIZES, BF115 | 1206
M1369-9911 | KIT, BF110 CELL CULTURE MD (ALL SIZES) TO BF115 CABINETS | #VALUE!
M1369-9912 | KIT,BF110 FERM D.D. TO BF115 CABINETS | #VALUE!
M1369-9913 | KIT,BF110 FERMENTATION D.D. (7.5L/14L) FOR USE WITH BF115 | #VALUE!
M1369-9914 | KIT, BF110 CELL CULTURE DD(ALL SIZES) TO BF115 cABINET | #VALUE!
M1369-9924 | Kit, BF115 Harness Replacement for Computer Board Swap P0620-6601 to P0620-6602 | 2908
M1369-9945 | EXHAUST CONDENSER ASSEMBLY, 1.3/3/7.5L, BF115 | 2662
M1369-9947 | Replacement Foam/Level Kit (Foam + Level Probe, Cable, Adapter) for 1.3L Vessels (for BioFlo/CelliGen 115) | 1148
M1369-9951 | Replacement Foam/Level Kit (Foam + Level Probe, Cable, Adapter) for 3.0L Vessels (for BioFlo/CelliGen 115) | 1148
M1369-9960 | Replacement Foam/Level Kit (Foam + Level Probe, Cable, Adapter) for 7.5L + 14.0L Vessels (for BioFlo/CelliGen | 1344
M1369-9970 | pH Probe Kit (Probe, Cable, Adapter) for 1.3L Vessels (for BioFlo/CelliGen 115) | 2800
M1369-9974 | DO Probe Kit (Probe, Cable, Adapter) for 1.3L Vessels (for BioFlo/CelliGen 115) | #VALUE!
M1369-9977 | pH Probe Kit (Probe, Cable, Adapter) for 3.0L Vessels (for BioFlo/CelliGen 115) | 2816
M1369-9979 | DO Probe Kit (Probe, Cable, Adapter) for 3.0L Vessels (for BioFlo/CelliGen 115) | #VALUE!
M1369-9982 | pH Probe Kit (Probe, Cable, Adapter) for 7.5L Vessels (for BioFlo/CelliGen 115) | 2900
M1369-9985 | pH Probe Kit (Probe, Cable, Adapter) for 14.0L Vessels (for BioFlo/CelliGen 115) | 3291
M1369-9986 | DO Probe Kit (Probe, Cable, Adapter) for 7.5L Vessels (for BioFlo/CelliGen 115) | #VALUE!
M1369-9988 | DO Probe Kit (Probe, Cable, Adapter) for 14.0L Vessels (for BioFlo/CelliGen 115) | #VALUE!
M1370-3002 | CELLIGEN XRS Controller With Rotameters | #VALUE!
M1370-3003 | CELLIGEN XRS Controller With 3 TMFCs | #VALUE!
M1370-5008 | Regulator tower, 0-3 PSI | 2367
M1370-8009 | Cable Assembly, Capacitor, 24V | 111
M1372-1001 | ANALOG INPUT/OUTPUT MODULE | #VALUE!
M1372-1200 | I/O Module System CD Assembly | 220
M1374-0111 | CelliGen BLU 5/14L Starter Kit | #VALUE!
M1374-0112 | CelliGen BLU 50L Starter Kit | #VALUE!
M1374-0113 | Kit, Low Flow Replacement Drawer | #VALUE!
M1374-0114 | Kit, High Flow Replacement Drawer | #VALUE!
M1374-0150 | VESSEL KIT, 50L, 230V | #VALUE!
M1374-230-H0A | CELLIGEN BLU, 200-240V, 50/60HZ, HI FLOW SPARGE, OVERLAY W/TMFM, NO SCALE | #VALUE!
M1374-230-H0AV | CELLIGEN BLU, 200-240V, 50/60HZ, HI FLOW SPARGE, OVERLAY W/TMFM, NO SCALE | #VALUE!
M1374-230-H0M | CELLIGEN BLU, 200-240V, 50/60HZ, HI FLOW SPARGE, OVERLAY W/ROTAMETER, NO SCALE | #VALUE!
M1374-230-H0MV | CELLIGEN BLU, 200-240V, 50/60HZ, HI FLOW SPARGE, OVERLAY W/ROTAMETER, NO SCALE | #VALUE!
M1374-230-HSA | CELLIGEN BLU, 200-240V, 50/60HZ, HI FLOW SPARGE, OVERLAY W/TMFM, SCALE | #VALUE!
M1374-230-HSAV | CELLIGEN BLU, 200-240V, 50/60HZ, HI FLOW SPARGE, OVERLAY W/TMFM, SCALE | #VALUE!
M1374-230-HSM | CELLIGEN BLU, 200-240V, 50/60HZ, HI FLOW SPARGE, OVERLAY W/ROTAMETER, SCALE | #VALUE!
M1374-230-HSMV | CELLIGEN BLU, 200-240V, 50/60HZ, HI FLOW SPARGE, OVERLAY W/ROTAMETER, SCALE | #VALUE!
M1374-230-L0A | CELLIGEN BLU, 200-240V, 50/60HZ, LO FLOW SPARGE, OVERLAY W/TMFM, NO SCALE | #VALUE!
M1374-230-L0AV | CELLIGEN BLU, 200-240V, 50/60HZ, LO FLOW SPARGE, OVERLAY W/TMFM, NO SCALE | #VALUE!
M1374-230-L0M | CELLIGEN BLU, 200-240V, 50/60HZ, LO FLOW SPARGE, OVERLAY W/ROTAMETER, NO SCALE | #VALUE!
M1374-230-L0MV | CELLIGEN BLU, 200-240V, 50/60HZ, LO FLOW SPARGE, OVERLAY W/ROTAMETER, NO SCALE | #VALUE!
M1374-230-LSA | CELLIGEN BLU, 200-240V, 50/60HZ, LO FLOW SPARGE, OVERLAY W/TMFM, SCALE | #VALUE!
M1374-230-LSAV | CELLIGEN BLU, 200-240V, 50/60HZ, LO FLOW SPARGE, OVERLAY W/TMFM, SCALE | #VALUE!
M1374-230-LSM | CELLIGEN BLU, 200-240V, 50/60HZ, LO FLOW SPARGE, OVERLAY W/ROTAMETER, SCALE | #VALUE!
M1374-230-LSMV | BLU, 200-240V, Lo, Roto, W Scale | #VALUE!
M1374-5013 | Load Cell, CelliGen BLU, 50L Bioreactor | 2920
M1374-8001 | Replacement Heat Blanket, 230V 50L (for CelliGen BLU) | 2442
M1374-8006 | Harness, Internal, Load Cell, 50L CelliGen BLU | 433
M1374-8007 | Harness, TMFC, Sparge, 50L BLU | 353
M1374-8035 | 50.0L CELLIGEN BLU RTD AND CABLE | 1069
M1374-8040 | COMPUTER BOARD POWER HARNESS | 92.4
M1374-8041 | Modbus Harness | 243
M1374-8042 | Ethernet GBE Cable | 279
M1374-8043 | 5 VDC LOAD RESISTOR HARNESS | 165
M1374-9931 | Motor Assembly, CelliGen BLU | #VALUE!
M1376-1001 | pH Controller, CelliGen BLU Adapter Kits | #VALUE!
M1376-2001 | 310 BLU CONV. KIT, DRAWER ASS'Y, 230V | 1252
M1376-2003 | Sartorius BLU Converter Kit, Drawer Assembly, 230V, Left Hand | 289
M1376-3111C3 | BLU Converter Kit, Gas Tubing for BIOFLO 10', with material certificate. | 391
M1376-5000 | 115 BLU Conversion Kit Relief Valve Subassembly | 420
M1376-5001 | 310 BLU Conversion Kit Relief Valve Subassembly | 478
M1376-5002 | APPLIKON/SARTORIUS BLU CONVERSION KIT, RELIEF VALVE SUBASS'Y | 437
M1376-7000 | Optical pH PCB for CelliGen BLU | 1369
M1376-8014 | HEATER, BLANKET, 5L/230V | 1373
M1376-8015 | HEATER, BLANKET, 14L/230V | 1681
M1376-8020 | POWER SUPPLY, BLU EXHAUST HEATER | 653
M1376-8025 | APPLIKON, 5L RTD ASSEMBLY - 50 1/2 LG. | 382
M1376-8026 | APPLIKON, 14L RTD ASSEMBLY - 61 1/2 LG. | 458
M1376-8029 | 310 BLU Conversion Kit, 5L RTD | 1389
M1376-8030 | 310 BLU Conversion Kit, 14L RTD | 1481
M1376-8031 | Sartorius BLU Converter Kit, 5L RTD | 1647
M1376-8032 | Sartorius BLU Converter Kit, 14L RTD | 1735
M1376-8036 | POWER SUPPLY, BLU pH ADAPTER KIT | 499
M1376-8037 | BLU Conversion Kit, Applikon EZ Controller, 5L Temperature Probe | 382
M1376-9100 | Adapter, BLU Vessel | 1269
M1376-9101 | Spacer, Magnet Height | 94
M1376-9102 | Adapter, BLU Vessel to Sartorius Motor | 1177
M1376-9900 | MANUAL, USER, APPLIKON ADAPTER KITS | 307
M1376-9901 | MANUAL, USER, 115 ADAPTER KITS | 307
M1376-9902 | MANUAL, USER, 310 ADAPTER KITS | 307
M1376-9920 | Magnetic Ring, Modified, BLU Vessel to Sartorius Motor | 770
M1376-9923 | KIT, 5L BLU VESSEL TO 230V APPLIKON w/ P100 MOTOR | 4123
M1376-9924 | KIT, 14L BLU VESSEL TO 230V APPLIKON w/ P100 MOTOR | #VALUE!
M1376-9929 | KIT, 5L BLU VESSEL TO BIOFLO/CELLIGEN 310 CABINET, 230V | #VALUE!
M1376-9930 | KIT, 14L BLU VESSEL TO BIOFLO/CELLIGEN 310 CABINET, 230V | #VALUE!
M1376-9933 | KIT, 5L BLU VESSEL, 230V TO SARTORIUS MOTOR, LEFT HAND | #VALUE!
M1376-9934 | KIT, 14L BLU VESSEL, 230V TO SARTORIUS MOTOR, LEFT HAND | #VALUE!
M1376-9939 | BLU CONVERSION KIT, 14L BLU VESSEL TO 230V APPLIKON EZ w/ P100 MOTOR | #VALUE!
M1376-9940 | BLU CONVERSION KIT, 5L BLU VESSEL TO 230V APPLIKON EZ w/ P100 MOTOR | #VALUE!
M1376-9941 | KIT, 5L BLU VESSEL TO BIOFLO/ CELLIGEN 115 CABINET, 120-240V | 3511
M1376-9942 | KIT, 14L BLU VESSEL TO BIOFLO/ CELLIGEN 115 CABINET, 120-240V | 4123
M1376-9946 | Ring, Magnetic Assembly for Applikon Motor | 397
M1425-1001 | MT ICS 425, 6 kg, NA Plug Kit, Includes Cable and Installation Guide | #VALUE!
M1425-1002 | MT ICS 425, 15 kg, NA Plug Kit includes Cable and Installation Guide | #VALUE!
M1425-1003 | MT ICS 425, 35 kg, NA Plug Kit includes Cable and Installation Guide | #VALUE!
M1425-1004 | MT ICS 425, 6 kg, EU Plug Kit includes Cable and Installation Guide | #VALUE!
M1425-1005 | MT ICS 425, 15 kg, EU Plug Kit includes Cable and Installation Guide | #VALUE!
M1425-1006 | MT ICS 425, 35 kg, EU Plug Kit includes Cable and Installation Guide | #VALUE!
MF-145 | JAR PYREX 7.5L | 1835
MF-188 | GASKET VESSEL 5&7. | 45.3
MF-468 | DIAPHRAGM INOC. | 20.4
MF128S-508 | SPCR 304 2.33X1.44 | 203
N1124-2188 | NUT 5/15-18 HEX STEEL ZINC | 0.25
P0100-0250 | Ratchet Rivet For 0.190 Dia | 1.4
P0100-1365 | Pin dowel .093 X .25 LG | 2.5
P0100-1575 | PIN DOWEL .437L, .1251DIA | 22.9
P0100-2135 | Pin Dowel 0.250 x 2.000 | 7.5
P0100-4495 | PIN EXPANSION .093 x .375 | 45.3
P0100-6150 | PIN,SPIROL,7/16L, S.S. | 2.9
P0100-6160 | PIN,SPRING,20MML,4MMDIA,S.S. | 4.2
P0100-6230 | SCREW,THUMB,38MML,M6X1.0,SS | 118
P0100-6440 | SCREW,ALLEN,HEX,8mmL,M3,S.S. | 2.2
P0100-6460 | Screw, Set, Hex, 6mmL, M6, 316 SS | 2
P0100-6480 | SCREW.HEX SOC, 4MML.M4.S.S. | 2
P0100-6760 | SCREW,SLOTTED,1/4-20,303 S.S. | 20.4
P0100-6761 | Screw, Slotted, 1/4-20, SS | 52
P0100-6891C3 | Screw, Hex, 3/8 L, 1/4-20, SS | 32.4
P0100-6910 | SCREW,SHOULDER,SOCKET,1/4-20 | 29.1
P0100-6912 | SCREW, SHOULDER, SOCKET, 5/16 | 76.5
P0100-6913 | SCREW, SHOULDER, SOCKET, 5/16 | 37
P0100-6960 | PLUG, PLASTIC, 3/4HOLE | 8.7
P0100-6962 | Nylon Plug for Screw Holes, Shaker Door | 0.75
P0100-7140 | SCREW,ECO-FIX,M4X.7,S.S | 2
P0100-7150 | SCREW,THUMB,M6X1.0MM,13MML,SS | 35.4
P0100-7162 | SCREW THUMB SS 10-32 | 14.6
P0100-7311 | SCREW CAP HEX1/4-2 | 8.7
P0100-7800 | SCREW,SHLD,1/4DIA,4-40,S.S. | 20.4
P0100-7810 | STUD BALLEND 5/16-18 10MM BALL | 8.3
P0100-7812 | Stud, Ball End | 1.6
P0100-8200 | NUT CENTRIFUGE LE RH THREAD | 495
P0100-8201 | NUT CENTRIFUGE LE LH THREAD | 495
P0100-8890 | NUT,SLOTTED,1/4-20,NYLON | 12.5
P0100-9050 | WASHER FLAT FIBER 5/16 | 2.2
P0100-9560 | WASHER FL STL 1/2 | 15.4
P0100-9581 | WASHER, THRUST, 3/8NOM. | 5.4
P0100-9780 | WASHER 4mmTHK 18mmOD PTFE | 50.3
P0100-9860 | WASHER,.040THK,.266ID,TEFLON | 22
P0100-9870 | WASHER,.050THK,.505ID,TEFLON | 22
P0100-9920 | WASKER .031THK. TEFLON | 28.3
P0101-0155 | RING N5000-87-H | 30
P0101-0185 | RING,BASIC INTERNAL,1SIZE | 25.4
P0101-0186 | RING N5000-100-C | 22
P0101-0235 | RING, RETAINING,1.181/1.188,SS | 31.6
P0101-0245 | RING N5000-125-H-ST | 36.6
P0101-0265 | RING N5000-131-H-ST | 36.6
P0101-0345 | RING N5000-162-H | 81.5
P0101-0375 | RING N5000-175-H-ST | 122
P0101-1115 | RING N5000-281H | 129
P0101-1125 | RING,FLAT INT,2.054FREE DIA | 58.7
P0101-1355 | RING N5001-106-H | 53.7
P0101-1365 | RING N5001-112-H | 40.8
P0101-1575 | RING 5100-25-H-ST | 22
P0101-1635 | RING 5100-37-H-ST | 22
P0101-1645 | RING 5100-39-H-ST | 22
P0101-1675 | RING 5100-46-H-ST | 22
P0101-1685 | RING 5100-50-H | 23.3
P0101-1705 | RING, INVERT, EXT, .563 ID, SS | 25.8
P0101-1735 | RING 5100-66-H-ST | 20.4
P0101-1765 | RING 5100-75-H-ST | 20.4
P0101-1825 | RING 5100-98-H-ST | 20.4
P0101-1835 | RING 5100-100-H-ST | 20.4
P0101-1875 | RING,FLAT EXT,1.188ID,SS | 53.7
P0101-1885 | RING 5100-125-H-ST | 24.1
P0101-1905 | RING,RETAINING,1.375ID,S.S. | 53.7
P0101-1935 | RING 5100-156-H-ST | 76.5
P0101-1970 | RING 5100-177-S | 31.6
P0101-2015 | RING 5100-200-H | 53.7
P0101-2505 | RING,FLAT EXT,.810FREE DIA,SS | 20.4
P0101-2666 | RING 5101-37-C | 22
P0101-2740 | RING 5101-59 | 22
P0101-2795 | RING 5101-75-H-ST | 31.6
P0101-2855 | RING 5101-98-H-ST | 53.7
P0101-3015 | RETAINING RING INVERTED INTERN | 20.4
P0101-3035 | RETAINING RING .875ID S.S. | 27.9
P0101-3435 | RING,INVERTED INTERNAL,.625 | 45.3
P0101-3605 | RING 5108-87-H | 20.4
P0101-4530 | RING X5133-31-S | 8.3
P0101-4550 | RETAINING RING EXTERNAL | 9.6
P0101-5755 | RING VH-87-S16 | 22
P0101-7395 | RING,RETAINING,.843DIA,302 SS | 22
P0160-0122 | INSULATOR XSTR TO3 | 22
P0160-0292 | LATCH,RAISED TRIGGER | 428
P0160-0293 | LATCH,LEVER,FLUSH TRIGGER | 112
P0160-0490 | LATCH | 58.7
P0160-0520C3 | COUNTER BALANCE ASSEMBLY | 2625
P0160-0530 | CATCH, BALL | 20
P0160-0550 | LATCH,PUSH TO CLOSE,10 LBS | 37.4
P0160-1240 | CLAMP,FLAT CABLE,.69W | 20.4
P0160-2050 | SPCR STL .37X.171 | 8.3
P0160-2140 | STANDOFF BRS 4-40 3/4L 1/4OD | 22
P0160-2274 | STANDOFF,35/64L,6-32,ALUMINUM | 9.6
P0160-2440 | SCREWLOCK KIT 4-40THD .313MLE | 8.3
P0160-2700 | STANDOFF CAPTIVE 1/4L S.S. | 8.3
P0160-4040 | CLAMP SCREW COMPRESSOR BRASS | 20.4
P0160-4280 | CLAMP HOSE WORM DR | 22
P0160-4310 | CLAMP HOSE WORM DR | 20.4
P0160-4380 | CLAMP MINI WORM DRIVE HEX | 11.2
P0160-4422 | CLAMP TOGGLE 1-1 1/2 SIZE | 307
P0160-4430 | CLAMP SANITARY 2 SIZE | 176
P0160-4440 | Spring Clamp for securing tubing (for PourMatic) | 18.3
P0160-4460 | Silicone Tubing Clamp (for BioFlo/CelliGen 115) | 20
P0160-4490 | PUMP CLAMP BASE SECTION | 89.4
P0160-4491 | PUMP CLAMP UPPER HALF ONLY | 89.4
P0160-4500 | CLAMP CABLE CPC CONN. SHELL#13 | 45.3
P0160-4530 | CLAMP SANITARY 1/2 & 3/4SIZE | 117
P0160-4531 | CLAMP SANITARY 3 | 86.9
P0160-4540 | STRAIN RELIEF LIQUID TIGHT | 20.4
P0160-4542 | RELIEF,STRAIN,1.41L,NYLON | 20.4
P0160-4690 | CLAMP,HOSE,5/16,S.S. | 20.4
P0160-4700 | CLAMP,HOSE,25/64-15/32,NYLON | 20.4
P0160-4701 | CLAMP,HOSE,1/4-5/16,NYLON | 9.6
P0160-4710 | Clamp, Tube,.75 ID, Santoprene | 63.2
P0160-4711 | Clamp, Tube, 1 ID, Santoprene | 65.7
P0160-4712 | Clamp, Tube, 1.50 ID, Santoprene | 65.7
P0160-4715 | Clamp, Tube, 2 ID, Santoprene | 65.7
P0160-4760 | STRAIN RELIEF,1.20L,NYLON | 29.1
P0160-4830 | Nickel Plated Open Jaw Hoffman Tubing Clamp | 36.6
P0160-5030 | CASTER SWIVEL W/BRAKE 3WHEEL | 162
P0160-5031 | CASTER 3IN WHL SWV | 670
P0160-5090 | CASTER RIGID 3WHL 1/2-13 STEM | 402
P0160-5250 | CASTER,SWIVEL,2WHEEL DIA. | 23.3
P0160-5251 | Caster, Swivel, 2.5 Wheel Diameter, Stainless Steel | 483
P0160-5520 | GLIDE NON SKID 1/4-20X1 STL | 20.4
P0160-5550 | GLIDE/LEVELER 5/16-13THD BLACK | 22
P0160-5750 | BUMPER, SQ. SELF ADHESIVE | 9.6
P0160-5820 | FOOT REAR BAIL MTG | 8.3
P0160-5870 | BUMPER,TAPERED,1.03OD,RUBBER | 8.3
P0160-5880 | BUMPER,MOLDED,EPDM | 8.3
P0160-5890 | BUMPER,END,MOLDED,EPDM | 8.3
P0160-5900 | FOOT,LEVELING,2 3/4L,1/2-13 | 126
P0160-5910 | BUMPER,RECESSED,1L,EPDM | 22
P0160-5920 | BUMPER,1OD,.56H,EPDM,BLACK | 8.3
P0160-5932 | Leveling Foot | 362
P0160-5940 | FOOT,LEVELING,1/2-13,S.S. | 113
P0160-5941 | Leveling Foot,4.22L,S.S. | 104
P0160-5950 | Black Rubber Foot, Non-Skid, Non-Marking, 1 Diameter, 1/4-20 x 1, Stainless Steel | 7.9
P0160-6101 | RING CEPA 4194 | 428
P0160-6102 | RING/GUIDE Z61/Z81 | 366
P0160-6103 |  | 332
P0160-6110 | RING CEPA 4154 | 357
P0160-6111 | RING/PIVOT Z61/Z81 | 352
P0160-6112 | RING/PIVOT,MODEL Z101 | 134
P0160-6130 |  | 1248
P0160-6154 | MOUNT CABLE-TIE NYL NAT SNAPIN | 20
P0160-6214 | COUPLING,3/8X3/8,ZINC,CHROME | 140
P0160-6382 | COUPLING INSERT 1 1/2OD | 271
P0160-6389 | COUPLING SLEEVE .56L NEOPRENE | 20.4
P0160-6430 | COUPLING HALF 1 1/2OD STEEL | 415
P0160-6440 | COUPLING HALF 5/8DIA STEEL | 366
P0160-6450 | COUPLING FLEX HALF 0.375 BORE | 63.6
P0160-6451 | COUPLING HALF 3/8DIA ZINC | 76.5
P0160-6452 | COUPLING HALF 1/2DIA ZINC | 76.5
P0160-6458 | COUPLING SLEEVE 27/32 URATHENE | 20.8
P0160-6459 | COUPLING SLEEVE 27/32 NEOPRENE | 30
P0160-6560 | COUPLING INSERT 21/2OD RUBBER | 402
P0160-6755 | SLIDES S.S. INNER SECTION | 307
P0160-6756 | SLIDES S.S. OUTER SECTION | 316
P0160-6800 | BRACKET BALL-END STUD MOUNT | 20.4
P0160-6810 | SUPPORT LID LIFT-UP FLAP Lhand | 36.6
P0160-6811 | SUPPORT LID LIFT-UP FLAP Rhand | 36.6
P0160-7021 | BUSHING SNUB K-500250 | 22
P0160-7170 | Electric Lift Ball Nut for 650L, 1000L, and 1500L Headlift | #VALUE!
P0160-7270 | COUPLING,INSERT,1 3/4OD | 158
P0160-7280 | COUPLING,HALF,5/8SHAFT DIA. | 67.8
P0160-7281 | COUPLING,HALF,1/2SHAFT DIA. | 67.8
P0160-7290 | COUPLING,COLLAR,1/4,S.S. | 81.5
P0160-7291 | COUPLING,GEAR HUB,1/4 | 136
P0160-7321 | Coupling Sleeve, CURVE JAW, 2.598L Aluminum | 294
P0160-8023 | SPIRNG COMP SS10LB | 33.3
P0160-8100 | SPRING FOR MODEL L | 136
P0160-8101 | SPRING,FOR LE & GLE | 72
P0160-8103 | SPRING FOR MODEL L | 176
P0160-8210 | SPRING,TORSION,.103OD | 22
P0160-8281 | SPRING EXTN SS 0.31OD 1.50LG | 22
P0160-8300 | SPRING COMP STL.21 | 144
P0160-8340 | SPRING COMP SS.055 | 20.4
P0160-8350 | SPRING COMP SS 0.84OD 1.50LG | 94.8
P0160-8390 | SPRING COMP .845OD 7/8L SS | 36.6
P0160-8400 | SPRING COMP 1.095OD 1L SS | 49.5
P0160-8410 | SPRING EXTN SS 0.13OD 1.00LG | 22
P0160-8420 | SPRING EXTN SS 0.25OD 1.50LG | 22
P0160-8560 | SPRING COMPRESSION .120 | 47.4
P0160-8570 | SPRING,EXTENSION,.50OD,S.S. | 45.3
P0160-9077 | HINGE,ASSY,GLASS DOOR LH./RH. | 117
P0160-9089 | HINGE CONT 1.313OPEN PLS 72L | 251
P0160-9156 | HINGE,FREEZER,FINISH: WHITE | 293
P0180-0012 |  | 33.3
P0180-0020 | BEARING,BALL,1/2BORE,2SHIELDS | 36.6
P0180-0021 | BEARING,BALL,.5BORE,S.S. | 144
P0180-0024 | BEARING,BALL,.500BORE | 144
P0180-0040 | BEARING ROLLER 1\2 J-88 | 63.6
P0180-0063 | BEARING,BALL,1.1811BORE | 203
P0180-0101 | BEARING,BALL,17mm BORE,STEEL | 31.6
P0180-0102 | BEARING BALL 17mm BORE STEEL | 45.3
P0180-0103 | BEARING S.S. .6993 BORE | 503
P0180-0110 | BEARING BALL .5906BORE 1 SEAL | 40.8
P0180-0111 | Bearing Ball, 0.5906 Bore, 2 Seals, for M1279-0001 Innova 2080 | 18.7
P0180-0120 | BEARING BALL .5906 6302-RS | 53.7
P0180-0170 | BEARING BALL .3750 S3/8-2TS | 109
P0180-0181 | BEARING BALL .9843 6205RS | 212
P0180-0182 | BEARING BALL .9843 63052RSNR | 248
P0180-0183 | BEARING,BALL,STEEL,25mm BORE | 149
P0180-0221 | BEARING BALL .6693 244-13163 | 1402
P0180-0224 | BEARING BALL .2756 244-12957 | 330
P0180-0226 | BEARING BALL 7MM 244-12955 | 352
P0180-0242 | BEARING BALL 1.5748 63082RS | 176
P0180-0250 | BEARING SPHER ROLLER 1.9685 | 1431
P0180-0261 | BEARING BALL 1.7717 62092RS | 144
P0180-0270 | BEARING BALL 1.3780 6207RS | 90.3
P0180-0271 | BEARING,BALL,1.3780BORE,2SEAL | 90.3
P0180-0280 | Bearing Ball, 0.7874 Bore | 27.5
P0180-0282 | BEARING BALL STL 20mm BORE | 72
P0180-0300 | BEARING BALL 1 3/8 ER-14 | 325
P0180-0330 | BEARING,BALL,.7500BORE,STEEL | 67.8
P0180-0331 | BEARING BALL .7500 SS99R12 | 266
P0180-0370 | BEARING BALL 1.7717 6309ZZ | 230
P0180-0420 | BEARING,BALL,1.181BORE | 158
P0180-0440 | BEARING,BALL,.8750BORE,2 SEAL | 90.3
P0180-0451C3 | BEARING,BALL,10mmBORE,S.S. | 158
P0180-0452C3 | BEARING BALL, 12mm BORE, S.S. | 99.8
P0180-0480 | BEARING,BALL,1.3780BORE,S.S. | 807
P0180-0481 | BEARING,BALL,1.5748BORE,S.S. | 907
P0180-0490 | BEARING,BALL,2 SEALS,.3937BOR | 799
P0180-0500 | BEARING,BALL,1.1811BORE,S.S. | 978
P0180-0510 | BEARING,BALL,.5906BORE,SS | 168
P0180-1012 | BEARING SELF-LUB .251BORE | 8.3
P0180-1054 | BUSHING NO. 1610 1L CAST IRON | 185
P0180-1290 | BEARING SELF-LUB 7/8 FB1418-8 | 49.5
P0180-1330 | BUSHING PNL 0.500BRE NYLINE | 5.4
P0180-1370 | BUSHING,SPLIT,.31BORE I.D. | 22
P0180-1390 | BEARING, BALL, .750BORE, S.S. | 190
P0180-2050 | BEARING NEEDLE .8750 NTA-1423 | 30
P0180-2060 | BEARING,FLANGE,.375BORE | 8.3
P0180-2070 | BEARING,FLANGE,.375 BORE | 8.3
P0180-2090 | Bushing, 1/4 Inner Diameter, 5/16 Outer Diameter, Oil Impregnated, Bronze | 7.5
P0180-2160 | Sleeve, Flanged, for Innova 44 Adaptor Plate | 17.5
P0180-4038 | GEARHEAD 90:1 2.36sz GN TYPE | 1419
P0180-4080 | REDUCER SPEED 7.1:1 27HP | #VALUE!
P0180-7120 | SHEAVE MINI CABLE 1.950OD | 31.6
P0180-8910 | PULLEY,DRIVE MOTOR,MODEL LE | #VALUE!
P0181-0612 | SHEAVE 4L 3.05DIA. 2 GROOVES | 339
P0200-0080 | FILTER DEPTH HSG. 10L ELEM. | 1664
P0200-0129 | FILTER ELEMENT EMFLON 2 | 1194
P0200-0160 | SPARE PKG - 4 FILTERS | 37
P0200-0180 | FILTER AIR DATSUN | 86.1
P0200-0200 | SCREEN ASSEM 130MI | 20.4
P0200-0230 | FILTER DEPTH ELEM 4L 145 PSIG | 2429
P0200-0231 | FILTER DEPTH ELEM 2L 145PSIG | 1889
P0200-0232 | FILTER DEPTH ELEM 8L 145 PSIG | 3752
P0200-0233 | FILTER DEPTH ELEM 4.331L | 2122
P0200-0234 | AIR OUTLET FILTER CARTRIDRIDE, | 1331
P0200-0260 | FILTER DEPTH ELEM 20L 175PSIG | 253
P0200-0261 | FILTER ELEMENT 10L 20 MICRONS | 104
P0200-0350 | FILTER CRTG AC393 | 81.5
P0200-0490 | Exhaust Filter Cartridge, BioFlo 2000 1.6L, 3.3 & 6.6L only; CelliGen all sizes | 47.8
P0200-0491 | Air Inlet Filter Cartridge, all sizes | 47.8
P0200-0495 | FILTER,ABOLUTE,1/4-1/2OD | 41.6
P0200-0700C3 | FILTER CARTRIDGE 1/2TUBE S.S. | #VALUE!
P0200-0711 | FILTER CARTRIDGE 1/2TUBE S.S. | #VALUE!
P0200-0712C3 | FILTER,CARTRIDGE TYPE 1/2T SS | #VALUE!
P0200-0740 | Absolute air filter o.2u for AS-10 | 641
P0200-0741 | FILTER CRTG ZCHT-CW 35mmX 64mm | 1597
P0200-0750 | Air Inlet/Outlet Filter, BioFlo 4500 only (absolute) | 869
P0200-0751 | Absolute Filter, all sizes, Dominick Hunter | 1797
P0200-0752 | Air Outlet Filter Cartridge, BioFlo 4500/5000 (depth) | 352
P0200-0753 | Depth Filter, all sizes, Dominick Hunter, 0.2 microns | 1073
P0200-0960 | Sparger Frit | 262
P0200-0970 | Gelman filter | 30.4
P0200-1071 | BALL PLUNGER ASSY,S.S.,.344L | 81.5
P0200-1090C1 | BALL,3/16DIA,316 S.S. | 22
P0200-1110 | BALL SPRING PLUNGER ASSY. | 67.8
P0200-1111 | BALL SPRING & PLUNGER ASSY | 63.6
P0200-1210 | FILTER DRYER 3 3/4L | 140
P0200-1260 | FILTER DRYER 1/4ODF | 104
P0200-1290 | Air Outlet Capsule Filter, 14; CelliGen all sizes | 861
P0200-1390 | FILTER CARTRIDGE 1TUBE | #VALUE!
P0200-1520 | FILTER DEPTH 1/4FNPT 3.6L | 302
P0200-1540 | FILTER,CARTRIDGE,0.2 MICRON | 1460
P0200-1560 | FILTER,1.5FNPT,CAST IRON | #VALUE!
P0200-1720 | FILTER,COALESC.,1/8FNPT,ALUM | 557
P0200-1728 | FILTER,ELEMENT,REPL.KIT | 624
P0200-1729 | Filter Element, vacuum pump, 0.01 micron for STA-204 | 203
P0200-1880 | SPRING PLUNGER ASSY,S.S. | 235
P0200-1890 | PLUNGER,SPRING,HAND RETRACTABL | 168
P0200-2020 | FAN 4 BLADES 2 5/8DIA CELCON | 20.4
P0200-2050 | MARINE BLADE, RIGHT HAND PITCH, UP FLOW, 5L, 7.5L, 6.6L FOR BIOFLO 3000 | 957
P0200-2150 | FAN 2,8DIA, 5 BLADES | 628
P0200-2227 | MARINE BLADE, RH, UP FLOW, 14L, BIOFLO 3000 & BIOFLO 4500/20L | 982
P0200-2237 | Marine Blade, RH, BioFlo 4500, 30L | 982
P0200-2244 | Marine Blade, RAH, BioFlo 5000-80L & 120L, BioFlo 6000-100L & 130L | 1348
P0200-2367 | MARINE BLADE, RH, BIOFLO III/3000, 1.6L, 2.2L, 3.3L | 969
P0200-2387 | PROPELLER,RH,3DIA,3 BLADES,SS | 899
P0200-2410 | MARINE BLADE, LH, DOWN FLOW, 5L, 6.6L, 7.5L, BIOFLO III/3000/4000 | 957
P0200-2427 | MARINE BLADE, LH, 14L, DOWN FLOW, BIOFLO 3000 & BIOFLO 4500/20L | 982
P0200-2437 | Marine Blade, LH, BioFlo 4500, 30L | 982
P0200-2444 | Marine Blade, LH, BioFlo 5000-80L & 120L, BioFlo 6000-100L & 130L | 1348
P0200-2600 | MARINE BLADE, LH, BIOFLO III/3000, 1.6L, 2.2L, 3.3L | 1003
P0200-3121 | HEAT SINK | 31.6
P0200-3140 | Cutter Pin, Nozzle, Sprayball, 1 3/4, 316L | 149
P0200-4033C1 | FILTER BOWL SS | #VALUE!
P0200-4035C1 | FILTER,HOUSING, 316L SS | 4131
P0200-4059 | KIT, FILTER HOUSING MAINTENANCE FOR USE WITH P0200-4055C1 | 115
P0200-4060 | FILTER,CARTRIDGE,1/2 HIGH | 1423
P0200-4061 | FILTER,CARTRIDGE,1/2 HIGH | 1701
P0200-4063 | FILTER,CARTRIDGE,20L,2 HIGH | #VALUE!
P0200-4064 | Filter, Cartridge, 10L, 1 High | 1739
P0200-4065 | FILTER,CARTRIDGE,5L,1/2 HIGH,1.2 MICRON | 1294
P0200-4071 | FILTER,COALESCING,W/ELEMENT | 1223
P0200-4078 | FILTER ELEMENT,5 MICRON | 218
P0200-4100 | WOOL,GLASS | 293
P0200-4130 | FILTER, ABSOLUTE, DISPOSABLE (3 pack) | 940
P0200-4141C3 | Filter, Housing, 1/2, 5 High, Fermentation use | 3187
P0200-4146 | FILTER, CARTRIDGE, 5.4 HIGH | 740
P0200-4147 | FILTER, CARTRIDGE, 5.4 HIGH | 1277
P0200-4148 | FILTER, CARTRIDGE, 3 HIGH | 1377
P0200-4149 | KIT, FILTER HOUSING MAINTENANCE FOR USE WITH P0200-4141C3 | 240
P0200-4150 | FILTER,ELEMENT,HDCII,2,POLYPR | 653
P0200-4180 |  | 1335
P0200-4190 | Depth Filter,HDC II JUNIOR,1/2 HIGH | 1069
P0200-4200 | FILTER,DEPTH,CARTRIDGE,20L,2 HIGH | 2900
P0200-4201 | Depth Filter, Cartridge, 10L, 1 high | 1464
P0200-4210 | FILTER,DISPOSABLE,SINGLE-USE,104mmL | 707
P0220-0011 | VALVE SOLND STM 1/4 | 1747
P0220-0019 | VALVE SOLND KIT | 1023
P0220-0049 | KIT REPLCMT PRTS S | 307
P0220-0069 | VALVE KIT 158-959 SOL REBUILD | 1061
P0220-0075C3 | VALVE SOLENOID 1/4FNPT S.S. | 878
P0220-0078 | VALVE KIT 04F20 DC SOL REBUILD | 578
P0220-0102 | VALVE SOLND REFRIG | 462
P0220-0131 | VALVE SOLND G P 1/8 | 449
P0220-0138 | KIT VALVE REBUILD | 466
P0220-0320 | VALVE SOL .0782-WAY 12V DC PC | 857
P0220-0321 | VALVE,SOLENOID,BRASS,1W COIL | 861
P0220-0327 | MANIFOLD,4 OUT/2 IN,3 1/4L BR | 824
P0220-0341 | VALVE SOLENOID GANG MTD. | 1094
P0220-0349 | KIT PLATES END VLV | 570
P0220-0352 | VALVE SOL 2 WAY 12VDC S.S. | 1780
P0220-0361 | VALVE SOLENOID 1/4FNPT BRASS | 1248
P0220-0420C3 | VALVE SOLENOID 3/8FNPT S.S | 2076
P0220-0429 | KIT VALVE SOLENOID DC REBUILD | 903
P0220-0431 | VALVE SOLENOID 1/8FNPT S.S. | 695
P0220-0439 | KIT VALVE FOR P0220-0431 | 240
P0220-0440 | VALVE SOLENOID 1/4FNPT S.S. | 1061
P0220-0441 | VALVE SOL. 1/4FNPT 2 WAY S.S. | 1073
P0220-0443 | VALVE SOLENOID NC 2 WAY SS | 1065
P0220-0448 | KIT VALVE FOR P0220-0440 | 357
P0220-0449 | REPAIR KIT FOR SOLENOID VALVE | 624
P0220-0450 | VALVE SOLENOID 1/4FNPT S.S. | 1560
P0220-0459 | KIT VALVE FOR P0220-0450 | 732
P0220-0460 | VALVE SOLENOID 1/4FNPT BRASS | 1173
P0220-0461 | VALVE SOLENOID 1/4FNPT BRASS | 587
P0220-0463 | VALVE SOLENOID 1/4FNPT S.S. | 1048
P0220-0464 | VALVE SOLENOID NO 2 WAY SS | 1498
P0220-0465 | VALVE,SOLENOID,1/4FNPT,SS | 1140
P0220-0466 | VALVE,SOLENOID,1/4,SS | 1040
P0220-0467 | SEAL KIT W/ PLUNGER SEAL EPR | 524
P0220-0468 | KIT VALVE FOR P0220-0460 | 307
P0220-0469 | SEAL KIT FOR SOLENOID VALVE | 280
P0220-0487 | VALVE SOLEN. 2 WAY S.S. | 1664
P0220-0488 | MANIFOLD GAS SERVICE MAT'L:ABS | 3544
P0220-0490 | VALVE SOLENOID 1/4FNPT S.S. | 915
P0220-0500 | VALVE SOLENOID W/O COIL | 499
P0220-0510 | VALVE 1/4FNPT 303 SS SOLENOID | 1181
P0220-0519 | SEAL KIT FOR SOLENOID VALVE | 786
P0220-0520 | VALVE SOLENOID 1/4FNPT 303SS | 1107
P0220-0529 | KIT,FOR VALVE P0220-0520 | 978
P0220-0541 | VALVE, SOLENOID DIAPHRAGM | 1219
P0220-0610 | VALVE SOLENOID 3/8FNPT .52CV | 1793
P0220-0612 | VALVE SOLENOID 1/4FNPT .88CV | 1310
P0220-0620C3 | VALVE SOLENOID AIR 24VDC | #VALUE!
P0220-0629 | VALVE REPLACEMENT SECTION | 1186
P0220-0660 | VALVE,SOLENOID,FOR AC-48 | 799
P0220-0700 | VALVE SOLENOID PILOT POLYAMID | 458
P0220-0749 | KIT,SEAL,FOR P0220-0464 | 528
P0220-0750 | VALVE,SOLENOID,NC,1/4FNPT,AL | 924
P0220-0760 | VALVE MODULE 5/32 ALUMINUM | 343
P0220-0761 | VALVE MODULE 5/32 POLYAMIDE | 379
P0220-0762 | VALVE MODULE 5/32 POLYAMIDE | 582
P0220-0800 | VALVE SAMPLING 25mm DIA 316L | #VALUE!
P0220-0850 | KNOB,1 3/4L,15/32H,PLASTIC | 8.3
P0220-0871 | HANDLES,OPERATING,RED/YELLOW | 388
P0220-0901 | KNOB TAPERED 10-32 | 20.4
P0220-0912 | KNOB 1 5/8DIA 7/8H PHENOLIC | 36.6
P0220-0913 | KNOB,2DIA,7/8H,PHENOLIC | 126
P0220-1023 | Handle, 4 inch Length, 1.5 inch Height, 5/16 inch Diameter, Stainless Steel | 74.5
P0220-1270 | STOPCOCK, HOSE END FOR 3/8 TO 7/16 HOSE ID., 1/4 MALE NPT SIZE, BRASS, SATIN FINISH | 305
P0220-1320 | Knob 5/8-3/4H 7/8 Diameter, Black | 8.7
P0220-1330 | PULL OFFSET HANDLE 5(NOM) | 49.5
P0220-1360 | TRANSDUCER 15VDC 1 1/2 S.S. | #VALUE!
P0220-1430 | TRANSDUCER PRESURE | #VALUE!
P0220-1434 | TRANSDUCER 1 1/2TRI-CLAMP 316 | #VALUE!
P0220-1471 | PRESSURE SWITCH 1-12PSIG S.S. | 1805
P0220-1500 | ACTUATOR THERMAL | 352
P0220-1730 | THERMOSTAT SPST | 63.6
P0220-1731 | THERMOSTAT OPEN 145° F | 100
P0220-1770 | TIMER REPEAT CYCLE | 512
P0220-1800 | TIMER RECYCLE TM A | 1776
P0220-1850 | THERMOSTAT 320-380 DEG.F | 466
P0220-1851 | THERMOSTAT 466 DEG.F OPEN | 235
P0220-1960 | THERMOSTAT -100F TO +700F,SS | 1423
P0220-1971 | TIMER, 24 HOURS BY 7 DAYS | 1988
P0220-1990 | THERMOSTAT SPST | 113
P0220-2081 | VALVE DIAP. REFRIGERANT BRASS | 280
P0220-2082 | VALVE DIAP. REFRIGERANT BRASS | 245
P0220-2090 | VALVE CONSTANT PRESS. 1/4X3/8 | 235
P0220-2120 | VALVE THERMOST EXP | 287
P0220-2160C3 | VALVE CHECK 1/8FNPT S.S. | 849
P0220-2210 | REGULATOR,3/4FNPT,10-50 PSIG | #VALUE!
P0220-2220C3 | REGULATOR,C-CS-FGD,1,10-75 | #VALUE!
P0220-2240 | VALVE,3/8ODFX3/8ODFX1/4ODF | 321
P0220-2260C1 | VALVE,TC CONNECT,1/2X1.5X1/2 | #VALUE!
P0220-2262C5 | VALVE,SAMPLING,1/2X1.5X1/2, ASEPCO | #VALUE!
P0220-2266 |  | 1211
P0220-2267 |  | 857
P0220-2268 | MANUAL OPERATOR,1/2 | 3058
P0220-2269 | Diaphragm, EDPM, ½” for P0220-2262C5 | 1227
P0220-2277 | DIAPHRAGM,EPDM,1 1/2 | 1364
P0220-2278 | MANUAL OPERATOR,1 1/2/2 | #VALUE!
P0220-2280C3 | VALVE,SOLENOID,1/2,NC,316LSS | 1884
P0220-2281C3 | VALVE,SOLENOID,1FNPT,CV:11.65 | 3794
P0220-2290C3 | VALVE,SOLENOID,NC,1/4,316SS | 1406
P0220-2291C3 | VALVE, SOLENOID, NC,1/4, .58 CV ,316SS | 1697
P0220-2298 | KIT,COIL,FOR SOLENOID VALVE | 428
P0220-2299 | KIT,REPAIR,VALVE | 343
P0220-2300C3 | VALVE, SOLENOID, NC, 1/8, CV | 624
P0220-2324C3 | Manifold, SOL.8 Valve for BF610 | 2837
P0220-2325C3 | Valve, Solenoid, NC, 1/8 inch, NPT, 2 Way | 1835
P0220-2340C1 | NOVASEPTIC TANK BOTTOM VALVE FOR BIOFLO 410 | #VALUE!
P0220-2351C3 | VALVE,SOLENOID,NC,3 WAY,1/4 | 1514
P0220-2377 | Diaphragm ,EPDM,2 | 1260
P0220-2380 | VALVE, SOLENOID, 1/8 FNPT, S.S. | 661
P0220-2382 | Solenoid Valve, 2 Way, NC, 1/8, 0.32CV, FNPT Connection | 574
P0220-2390 | Diaphragm, 3 inch, for use with 3 Tank Bottom Valve | 3765
P0220-2391 | D-Seal Locking Ring for 3 Diaphragm | 2704
P0220-2400 | THERMOSTAT,250 DEG.F | 262
P0220-2420C5 | Valve, Tank Bottom, Sumpfre, 2, 316L | #VALUE!
P0220-2430C5 | VALVE, TANK BOTTOM, SUMPFRE, 3/4 TC | #VALUE!
P0220-2432C5 | Valve, Tank Bottom, Sumpfre, 1 TC, CV:12 | #VALUE!
P0220-2437 | Diaphragm, EPDM 3/4 for P0220-2430C5 | 1431
P0220-2439 | DIAPHRAGM,EPDM,1,FOR P0220-2432C5 | 1622
P0220-2440C3 | Valve, Solenoid, NC, 1/4, 316SS for BF510 | 666
P0220-2470C5 | Valve, Tank Bottom, Sumpfre, 1 1/2 | #VALUE!
P0220-2480C3 | Valve, Solenoid, NC, 3/8 FNPT, 316 S | 1435
P0220-2490C3 | VALVE,SOLENOID,NC,2 WAY,1/4,GAS | 1864
P0220-2491C3 | Valve, Solenoid, Manifold, 4-Valve, NC, 1/4 | 1489
P0220-2494C3 | VALVE,SOLENOID,MANIFOLD,1-VALVE,NC,1/4 | 1265
P0220-2710C3 |  | 528
P0220-3100C3 | VALVE BALL 1/2FNPT S.S. | 487
P0220-3122C3 | VALVE BALL 1/2BUTT 316L S.S. | 3973
P0220-3126 | VALVE KIT SERIES 63 BALL TFE | 503
P0220-3128 | FILLER BALL VALVE | 936
P0220-3129 | VALVE KIT SEALS/SEAT TFE FT12 | 878
P0220-3143 | VALVE BALL 1/4COMPR 316 S.S. | 2438
P0220-3150C3 | VALVE BALL 1/4FNPT 1.4 CV SS | 1194
P0220-3159 | KIT FOR PARKER 4F-B6LJ VALVES | 253
P0220-3169 | SEAL KIT VLVE 1.0 | 212
P0220-3310 | VALVE,CHECK,316 S.S. | 948
P0220-3440C3 | VALVE CHECK 1/2VCO 316 S.S. | 1460
P0220-3467C3 | VALVE,CHECK,1FNPT,316 S.S. | 1514
P0220-3782 | VALVE BALL BEV 3/4FNPT S.S. | 3041
P0220-3851 | REGULATOR 3/4FNPT 30-80 PSIG | #VALUE!
P0220-3980C | VALVE RELIEF 50 PSI 1/2M/FNPT | 402
P0220-3982C5 | Valve, Relief, NC, 1/2, SS/ Brass | 512
P0220-3992C3 |  | 1423
P0220-3999 | KIT,REPAIR,FOR P0220-3992C3 | 757
P0220-4078C | VALVE RELIEF 25 PSI 1/2M/FPT | 545
P0220-4079C | VALVE RELIEF 35 PSI 1/2M/FNPT | 628
P0220-4080 | REGULATOR 0-125 PSI | 198
P0220-4090C3 | VALVE RELIEF POPPET 1/4FNPT | 807
P0220-4131C3 | TRAP STEAM 0-65 PSI 1/2SPCIAL | 1452
P0220-4139 | KIT T-65 STEAM TRAP FOR 1/2 | 1285
P0220-4200 | VALVE,CHECK,1/2,BRASS | 753
P0220-4201C3 | VALVE CHECK 1/2FNPT S.S | 1780
P0220-4203 | VALVE CHECK 3/8FNPT 316 S.S. | 1377
P0220-4214 | REGULATOR 63SU 1/4FNPT 316SS | #VALUE!
P0220-4221C3 | REGULATOR,AIR,5-60 PSIG,1/4 | 424
P0220-4231C3 | REGULATOR 98L 2-7 PSIG (SET) | 2733
P0220-4280C3 | REGULATOR BACK PRESS.0-25PSI | 2733
P0220-4310 | REGULATOR 1/2FNPT 3-50 PSIG | 986
P0220-4310C3 | REGULATOR,1/2,3-50PSIG | 957
P0220-4370 | VALVE CHK DUCKBILL | 36.6
P0220-4371 | VALVE, DUCKBILL, SILICONE | 172
P0220-4372 | VALVE,CHECK,DUCKBILL,SILICONE | 22
P0220-4390 | REGULATOR 1/4FNPT STEAM S.S. | #VALUE!
P0220-4480 | STEAM TRAP FREE FLOAT | 1219
P0220-4490C | VALVE RELIEF 45 PSI 1/2M/FPT | 343
P0220-4507 | KIT,REPAIR,FOR P0220-4506C3 | 1302
P0220-4524C3 | VALVE,NEEDLE,1/4FNPT,.6CV,SS | 1527
P0220-4551C3 | VALVE NEEDLE 1/4COMPR. RED | 1048
P0220-4552 | VALVE NEEDLE V4 3/8COMP SS | 1073
P0220-4583 | VALVE DIAPHRAGM 1/4TUBE 316L | 3590
P0220-4617 | VALVE,DIAPHRAGM,3/8TUBE,316L | 3499
P0220-4628 | VALVE,DIAPHRAGM,1/2TUBE,316L | #VALUE!
P0220-4690C | VALVE DIAP. 1 TRI-CLAMP 316L | #VALUE!
P0220-4697 | DIAPHRAGM EPDM 1 RADIAL | 1389
P0220-4737 | DIAPHRAGM 1 1/2/2 EPDM | 2454
P0220-4831C3 | VALVE,CHECK,1/2,CV:3.1,S.S. | 1356
P0220-4973C3 | VALVE,NEEDLE,1/2COMP,316 SS | 1356
P0220-5001 | VALVE NEEDLE 3/8COMPR. S.S. | 1032
P0220-5230C3 | VALVE,PLUG,1/4COMPR.,CV: 2.4 | 936
P0220-5232C3 | VALVE,PLUG,1/4SZ,BLUE HANDLE | 1061
P0220-5237 | VALVE PLUG P4T SUBASY BLU HDL | 449
P0220-5239 | VALVE PLUG P4T SUBASY RED HDL | 449
P0220-5240C3 | VALVE,PLUG,3/8COMP.,316 S.S. | 1539
P0220-5247 | VALVE PLUG P6T SUBASY 316 HDL | 1107
P0220-5249 | VALVE PLUG P6T SUBASY RED HDL | 699
P0220-6021 |  | 1918
P0220-6030 | VALVE AIR OPER 1/2FNPT | 1714
P0220-6041 | VALVE AIR OPER 3/4FNPT | 2313
P0220-6048 | KIT VLV P0220-6041 | 1606
P0220-6059 | KIT VLV P0220-6050,-6060,-6090 | 1410
P0220-6100C3 | VALVE AIR OPER 1/4TUBE | 2633
P0220-6109 | VALVE AIR OP KIT | 1364
P0220-6132C3 | VALVE DIAP 1/2FNPT SS | 3927
P0220-6140C3 | VALVE AIR OPER. 3/8TUBE | 2741
P0220-6150C3 | VALVE AIR OPER.1/2OD S.S. | 3191
P0220-6159 | VALVE AIR OP KIT (6140/6150) | 1493
P0220-6320 | REGULATOR 1/4FNPT 3-150 PSIG | 824
P0220-6382 | REGUALTOR,400PSIG,3/4FNPT | 2900
P0220-6760 | REGULATOR,3/4FNPT,10-40 PSIG | #VALUE!
P0220-6770 | VALVE,NEEDLE,1/4COMP.,316 SS | 944
P0220-6863C3 | VALVE,STEAM TRAP,1/2TC,316L | 2201
P0220-6869 | KIT,REPAIR,STEAM TRAP,O-RINGS | 321
P0220-7008 | KIT,REPAIR,SPARE ELEMENT&FRAME | 2138
P0220-7202C3 | VALVE,BALL,1/2,CV:12,S.S. | 1506
P0220-7203C3 | VALVE,BALL,3/4,CV:32,S.S. | 2038
P0220-7250C3 | VALVE,DIAPHRAGM,1/2&1/4COMBO | #VALUE!
P0220-7261C1 | VALVE,DIAPHRAGM,3/8TUBE,316L | #VALUE!
P0220-7310 | VALVE,SOLENOID,1/8FNPT,CV:.23 | 352
P0220-7429 | KIT,REPAIR,VALVE | 415
P0220-7430C1 |  | 2309
P0220-7431C1 | VALVE,DIAPHRAGM,1/2TC,316L | #VALUE!
P0220-7433C1 | VALVE,DIAPHRAGM,3 WAY,3/8TC,3.4CV,316L | 3316
P0220-7434C1 |  | 1614
P0220-7451C1 | VALVE,DIAPH.1/21/2X3/8TC | #VALUE!
P0220-7470C1 | VALVE,DIAPHRAGM,3/8TC,316 SS | 2654
P0220-7471C1 | VALVE,DIAPHRAGM,3/8TC,316 SS | 3640
P0220-7510 | REGULATOR,1/4FNPT,3-60 PSI | 375
P0220-7521C3 | VALVE,ANGLE SEAT,NC,3/4TUBE | 2242
P0220-7522C3 | VALVE, ANGLE SEAT, NO, 3/4 FNPT | 2076
P0220-7527 | KIT,REPAIR,VALVE | 428
P0220-7528 | KIT,REPAIR,VALVE ACTUATOR | 532
P0220-7529 | KIT,REPAIR,VALVE | 595
P0220-7531C3 | VALVE,ANGLE SEAT,NC,3/8FNPT | 1893
P0220-7539 | KIT,REPAIR,VALVE ACTUATOR | 599
P0220-7540C4 | VALVE,RELIEF,1/2X3/4,BRONZE | 1589
P0220-7567 | DIAPHRAGM,EPDM,1 | 911
P0220-7568 | MANUAL OPERATOR,1 | #VALUE!
P0220-7571 | VALVE,SOLENOID,NC,5/32TUBE | #VALUE!
P0220-7572 | Valve, Solenoid, NC, 5/32 Tube | #VALUE!
P0220-7600C3 | VALVE,RELIEF,1/2X3/4,BRASS | 1514
P0220-7710C3 |  | 1427
P0220-7712C3 | VALVE, ANGLE SEAT, NC, 1/2FNPT | 1211
P0220-7720 | VALVE,NEEDLE,1/4COMP,BRASS | 88.2
P0220-7741 | VALVE,SOLENOID,NC,5/32TUBE,AIR,POLYAMIDE | 3157
P0220-7750C3 | REGULATOR,3/8FNPT,0-15PSI, BACK | 1090
P0220-7780 | KIT, VALVE REPAIR, O-RINGS | 43.7
P0220-7780C3 | VALVE,RELIEF,1/8-27 NPT,ALUMINUM | 416
P0220-7797 | Diaphragm, EPDM, 1, for ASEPCO Valves | 1265
P0220-9140C1 | Nozzle, Sprayball, 1 3/4, 316L, SS | #VALUE!
P0220-9141C1 | Nozzle, Sprayball, 1 3/4, 316L | #VALUE!
P0220-9145C1 | Nozzle, Sprayball, 2 1/2, 14 long, 316L | #VALUE!
P0220-9162C1 | Sprayball, 1 3/4, 316L, SS | #VALUE!
P0220-9260 | TRANSDUCER,TYPE 2000,1/4FNPT | #VALUE!
P0220-9340 | KNOB,THREAD STUD,5/16-18,POLYPROP,BLK | 55.7
P0220-9341 | Knob, Black Nylon, 5/16-18 Thread, for I26 Shaker Sub Platform | 43.3
P0220-9360 | Innova 44 Arched Pull Door Handle, Aluminum | 169
P0220-9401 | KNOB,CLAMPING,M8X1.25,303 SS | 92.8
P0220-9919 | SEAL KIT,FOR SOLENOID VALVE | 595
P0220-9950 | KIT, REPLACEMENT PUMP HEAD | 113
P0231-3091C3 | Valve, Air, 1 316 SS | #VALUE!
P0232-0048 | VALVE CONTROL .45CV 316 S.S. | #VALUE!
P0232-1004 | VALVE AIR 1/2FNPT 3CV 316SS | #VALUE!
P0232-1042C3 | VALVE,CONTROL,1/2,CV: 2.5,SS | #VALUE!
P0232-6057C3 | VALVE,CONTROL,3/4FNPT,CV:2.9 | #VALUE!
P0239-0093C3 | Valve,Control,NC, 1/2,CV: 0.80,316 SS | 3141
P0239-0094C3 | Valve, Control, NC, 1/2, CV: 0.14,316 SS | 3087
P0240-0171 | 1/2 Quick Connect Fitting | 557
P0240-0173 |  | 616
P0240-0221 | BODY 316 1/4SZ QIK | 628
P0240-0241 | FITTING HOSE 1/4TUBEXHOSE 316 | 149
P0240-0360 | FITTING 1/2 MNPT X 3/8 HOSE 316 | 162
P0240-0753C1 |  | 252
P0240-0773C3 | S/STEEL CONNECTION | 458
P0240-0854 | BODY,QC,1/4,SS,MNPT | 570
P0240-0855 | FITTING QUICK CONN. 1/4 | 919
P0240-0856 | BODY,QC,1/4,SS,MNPT | 753
P0240-0861 | STEM,QC,1/4,SS,FNPT | 616
P0240-0862 | STEM,QC,1/4,SS,FNPT | 402
P0240-0920 | COUPLER 1/8MNPT,BRASS,W/VALVE | 172
P0240-0920C3 | COUPLER,1/8,BRASS, W/VALVE | 114
P0240-0921 | COUPLER,1/8/BRS,W/O VALVE | 113
P0240-0922C3 | Brass Coupler,1/8, No Valve | 79.5
P0240-0940 | COUPLER,QC,1/4,BRASS | 244
P0240-0940C3 |  | 112
P0240-0941 | BODY BRS 1/4SZ QIK | 140
P0240-0942C3 | Body Brs, 1/4SZ QIK | 191
P0240-0943C3 |  | 91.9
P0240-0950 | BRASS STEM ELBOW 90° 1/4 | 385
P0240-0951C3 | ELBOW,3/8ODX.25ID,BRASS,QC | 225
P0240-0970 | STEM ELB90 BRS 1/8 | 230
P0240-0981C3 | Stem Brs, 1/4SZ QIK | 136
P0240-0982C3 | CONNECTOR | 168
P0240-0983C3 | STEM, 3/8, BRASS | 158
P0240-0987C3 | STEM BRS 1/4SZ QIK FOR HIGH TEMP 450 DEG.F, 1/8 FLOW SIZE, VITON O-RING, VALVE SHUTOFF, | 116
P0240-1021 | CONNR T-WELD 1/4X1/4VCO SS | 262
P0240-1080 | Male Glass Joint for sterile connection, autoclavable | 95.3
P0240-1090 | Female Glass Joint f. sterile connection, autoclavable | 95.3
P0240-1130 | CONNECTOR,1/8MNPTX1/16HOSE | 117
P0240-1140C3 | TEE,BRASS | 76.5
P0240-1160 | FITTING 1/4VCO X 1/4OD TUBE | 453
P0240-1671 | CONNR STR CA/CORD 0.394NYLBLK | 20.4
P0240-1913C1 | CAP,SOLID END,3/4,SS | 190
P0240-1914C1 | CAP,SOLID END,1 1/2,SS | 302
P0240-1932C3 | ELBOW,90 DEG.,1 1/2,SS | 745
P0240-1970 | FITTING QUICK CONN.1/8MPT 316 | 657
P0240-1980 | FITTING QUICK CONN.1/8FPT 316 | 686
P0240-1981 | FITTING QUICK CONN.1/8FPT 316 | 393
P0240-2003C1 |  | 377
P0240-2213C1 | FERRULE,EXTENDED,1/2,SS | 321
P0240-2324C1 | ADAPTER,STRAIGHT,1,SS | 285
P0240-2390C | CAP,SOLID END,3,SS,SANITARY | 352
P0240-2411 | ADAPTER,1/2X1/8,SS | 1697
P0240-2580 | CONNECTOR,1/8MNPTX1/8HOSE,SS | 86.1
P0240-2670 | Polysulfone Quick-Connect, 1/4 / 0,635 cm - male (for BioFlo/CelliGen 115) | 23.7
P0240-2680 | Polysulfone Quick-Connect, 1/4 / 0,635 cm - female (for BioFlo/CelliGen 115) | 23.7
P0240-2780C1 | ADAPTER,3/4X3/4,SS | 321
P0240-2918C1 | Tee,3/8X3/8X3/8,SS | 1115
P0240-3050 | CONNECTOR,1/8X5/32,BRASS | 20.4
P0240-3054 | CONNECTOR,1/4X5/32, BRASS | 24.1
P0240-3071 | CONNECTOR, 90 DEG. ELL BRASS, 1/4 MNPTx5/32 OD | 35.8
P0240-3072 | CONNECTOR, 90 DEG. ELL BRASS, 1/8 MNPTx5/32 OD | 26.2
P0240-3073C3 | CONNECTOR,ELBOW,90 DEG,1/4X3/8,BRASS (BODY) | 56.2
P0240-3079C3 | CONNECTOR,ELBOW,90DEG.,3/8X3/8,BRASS (BODY) | 69.1
P0240-3131C3 | Fitting, Male, 25mm Threaded, SS | 2800
P0240-3200 | FERRULE,FRONT,TEFLON,12mm | 36.6
P0240-3201 | FERRULE,BACK,TEFLON,12mm | 36.6
P0240-3650 | CONNR MLE 1/4X7/16-20 SS | 167
P0240-4210 | FITTING PLUG 3/8COMPR. 316 | 67.8
P0240-4330C3 | CROSS,1/4X1/4X1/4X1/4,SS | 415
P0240-4350 | CROSS UNION SS 3/8 | 761
P0240-4490 | FITTING CAP 1/4OD COMPR 316SS | 86.1
P0240-4521C3 | Compression Nut Cap on Rushton Impeller, 10 mm OD, 316 Stainless Steel | 118
P0240-4880C3 | REDUCER,1/2X3/8,SS | 194
P0240-5000 | Luer-lock Syringe Connector, autoclavable | 108
P0240-5014 | CONN.TUBE 1/4W/SHUTOFF ACETAL | 67.8
P0240-5060 | CONNR MLE 1/4X3/8 SS | 136
P0240-5100 | CONNECTOR, MALE 1/8 X 3/16 NYLON | 3.7
P0240-5130 | UNION,COMP.,1/4X1/4,PLYP | 22
P0240-5152 | CONNR MLE 1/2X1/2 SS | 221
P0240-5165 | CONNECTOR,1/8FNPTX1/8HOSE,SS | 190
P0240-5180 | CONNR MLE 1/4X1/8 PLASTIC | 22
P0240-5360 | CONNR MLE 1/8 X 1/4 NYLON | 6.2
P0240-5361 | CONNR MLE 1/8X1/4 SS | 104
P0240-5365 | Male Connector Fitting, 1/4 X 1/4ID, Nylon | 7.1
P0240-5401 | PLUG NYL 1/4 | 8.3
P0240-5410 | CONNR MLE 1/4X1/2 BR | 20.4
P0240-5507 | CONNR TUBE NIPPLE PLYP | 20.4
P0240-5570C3 | STRAIGHT,1/8X1/4,SS | 86.1
P0240-5650 | ADAPTER MLE 1/8 X 3/8 SS | 99.4
P0240-5690C3 | STRAIGHT,1/4X1/2,SS | 185
P0240-5980 | Hose Barbed Reducer | 27
P0240-6121 | Connector male 3/8 x 1/4 BR | 32.9
P0240-6141 | CONNR MLE 3/8X1/2 BR | 53.7
P0240-6150C3 | Connector, 1/4 X 1/2, SS | 116
P0240-6400C3 | ELBOW,90 DEG.,1/4X3/8,SS | 162
P0240-6430C3 | Elbow, 90 Deg., 1/4 x 1/2, SS | 197
P0240-7930 | FERRULE FRNT SS 3/ | 22
P0240-7940 | FERRULE FRNT SS 1/ | 22
P0240-7960 | FERRULE FRONT SS 3/8 TUBE | 20.4
P0240-7970 | FERRULE FRONT 316 0.500 TUBG | 40.8
P0240-8090 | FERRULE BACK SS 1/ | 20.4
P0240-8110 | FERRULE BACK SS 3/ | 20.4
P0240-8120 | FERRULE BACK 316 0.500 TUBG | 25.4
P0240-8230 | NUT SS 3/16 TUBE O | 29.1
P0240-8240 | FITTING COMP NUT 1/4 316 S/S | 17.1
P0240-8260 | NUT CMPRSN316SS3/8 | 33.3
P0240-8270 | NUT, 1/2, SS | 48.3
P0240-8330 | NUT,KNURLED,S.S.,FOR 12mm TUBE | 190
P0240-8550C3 | COUPLING,1/4,BRASS,W/SHUTOFF | 164
P0240-8590 | ADAPTER,1/4 TO 1/8,NYLON | 8.3
P0240-8740 | ADAPTER FEM 3/8 X 1/4 SS | 117
P0240-9070 | CONNR FEM 1/4X1/8 SS | 154
P0240-9090 | CONNR FEM 3/8X1/4 SS | 221
P0240-9091 | CONNR FEM 3/8X1/4 BR | 72
P0240-9110 | CONNR FEM 1/2X1/2 SS | 449
P0240-9240C3 | TEE,1/4X1/4X1/4,SS | 235
P0240-9260C3 | TEE,3/8X3/8X3/8,SS | 316
P0240-9270C3 | TEE,1/2X1/2X1/2,SS | 474
P0240-9440C3 | ELBOW,90 DEG,3/8X1/8,SS | 190
P0240-9470 | ELBOW,90DEG.,1/2X1/4,SS | 199
P0240-9490C3 | ELBOW,90 DEG.,1/2X1/2,SS | 370
P0240-9781C1 | FERRULE,3/4X3/4,SS | 1527
P0240-9782C1 | FERRULE,3/4X3/4,SS | 1735
P0240-9783C1 | FERRULE,1/2X1/2,SS | 1485
P0241-0551 | BUSHING,1/4X.093,BRASS,ADAPT | 9.6
P0241-6121 | NIPPLE BRS 1/4 7.0 | 33.3
P0241-7800 | NUT,VCO,1/4,SS,TUBE | 99.4
P0241-8621 | PLUG PIPE BRS 1/4 | 22
P0242-0190 | CONNR REDUCING BARBED PLYP | 34.1
P0242-0201 | CONNECTOR,5/16X1/4,KYNAR | 24.5
P0242-0202 | CONNECTOR,3/8X1/4,KYNAR | 30.4
P0242-0281 |  | 18.7
P0242-0282 | STEM,QC,1/4HOSE BARB,ACETAL | 20.4
P0242-0440 | ELBOW,3/16X1/8,POLYPROPYLENE | 9.6
P0242-0460 | CONNECTOR,1/4X1/8,POLYCARB. | 22
P0242-0510 | CONNECTOR,1/4ID TUBE,POLYPROP | 8.3
P0242-0540 | Adapter 1/2 x 1/2 CPVC | 169
P0242-0590 | CONNECTOR,FEMALE LUER X 1/8HOSE BARB,POLY | 11.6
P0242-0591 | CONNECTOR,MALE LUERX1/8HOSE BARB,POLY | 11.6
P0242-0660 | CONNECTOR, 1/2X1/4, KYNAR | 34.1
P0245-0090 | TEE,1/4X1/4X1/4,NYLON | 20.4
P0245-0190C3 |  | 47.4
P0245-0212C3 | Conn,1/4X1/4,Brass | 17.1
P0245-0220C3 | CONNECTOR,1/4X1/8,MALE,QC | 34.5
P0245-0221C3 | CONNECTOR, 1/4 X 1/8, BRASS | 18.3
P0245-0250C3 | FITTING, QUICK CONNECT PLUG | 45.8
P0245-0251C3 | Fitting, Quick Connect, 3/8 in (Package of 10) | 57.8
P0245-0260C3 |  | 28.7
P0245-0290 | STEM,QC,3/8ID TUBE HOSE BARB | 46.6
P0245-0300 | BODY, 3/8 ID TUBE, BRASS | 161
P0245-0350C1 | i-CAP,1/2/3/4,316L | 302
P0245-0351C1 | i-CAP,1/1 1/2,316L | 445
P0245-0360C3 | Female Connector 1/4TX1/4FNPT QC. | 46.2
P0245-0420 | Nylon Tube and Hose Fitting, 1/2 x 3/8 | 4.6
P0245-0471C3 | BRANCH,Y,3/8X3/8X3/8OD,BRASS (BODY) | 95.3
P0245-0480C3 | BULKHEAD,FEMALE,3/8X3/8,BRASS (BODY) | 113
P0260-0080 | GRILLE FAN GUARD | 20.4
P0260-0100 | GRILLE FAN FINGER GUARD 7.13 | 230
P0260-0310 | GUARD WIRE FORM 6.08DIA NICK. | 58.7
P0260-0410 | TOOL BOX,PLASTIC,11X5.5X4.5 | 76.5
P0260-0537 | NEMA C-FACE MOTOR ADAPT. KIT | 1731
P0260-0572 | HOUSING BEARING CMPNTS Z41FOOT | #VALUE!
P0260-0592 | SLEEVE FT STP BRNG | 1610
P0260-0593 | PROTECTIVE SLEEVE SPINDLE Z41 | 1568
P0260-0610 | BEARING & HSG ASSY LE CENTRIF. | #VALUE!
P0260-0611 | HOUSING BEARING CMPNTS Z41HEAD | #VALUE!
P0260-0692 | SHELL/HOOD CABLE CLAMP ASSY. | 36.6
P0280-0040 | SEAL,OIL,3/8SHAFT | 29.1
P0280-0071 | SEAL,FACE,3/8SHAFT,TYPE T-21 | 321
P0280-0072 | SEAL,FACE,.375SHAFT,TYPE T-21 | 293
P0280-0078 | RING SEAL MATING .375ID CERMC | 176
P0280-0111 | SEAL SHAFT 8-1 2 | #VALUE!
P0280-0120 | SEAL FACE 3/4SHAFT TYPE 8-1 | 3278
P0280-0131 | SEAL TYPE 8-1 1-7/16 | #VALUE!
P0280-0211 | Grommet, Vinyl, 5/8G | 5.4
P0280-0420 | SEAL FACE A33 3/4SHAFT | 3524
P0280-0430 | SEAL,FACE,16mmSHAFT,VITON SEAT | 869
P0280-0431 | SEAL,FACE,10mmSHAFT | 666
P0280-0432 | SEAL, FACE, 12mm SHAFT | 882
P0280-0450 | SEAL,LIP,10mmSHAFT,21mmOD | 172
P0280-0462 | SEAL,FACE,1 3/4SHAFT | 3590
P0280-0464 | SEAL,FACE,1 1/2SHAFT | #VALUE!
P0280-0470 | GASKET, VITON METRIC | 267
P0280-0640 | SEPTUM SILICON 1 1/2TRICLAM | 199
P0280-0642 | SEPTUM,SILICON,12 PORTS | 274
P0280-0643 | SEPTUM,SLCN,TEF,POLYMIDE 1/2 | 20.4
P0280-0660C | RUPTURE DISC,2ID,316L S.S. | #VALUE!
P0280-0661C | RUPTURE DISC,2ID,316L S.S. | #VALUE!
P0280-0662C4 | RUPTURE DISC,1 1/2ID,316L SS | #VALUE!
P0280-0664C4 | RUPTURE DISC,1 1/2,316L S.S. | 3465
P0280-0670 | GASKET,EPDM,1/8SIZE,5/16W | 217
P0280-0740 | GASKET,SEAL FLANGE,1.125ID | 8.3
P0280-0750 | GASKET,EPDM,3/8SIZE,.859OD | 81.5
P0280-0800C3 | DISC,RUPTURE,1 1/2 | 1560
P0280-0801C3 | RUPTURE DISC,1TRI-CLAMP | 1560
P0280-0960 | GASKET NEOPRENE | 22
P0280-1080 | RUPTURE DISC 1ID 40 PSIG | 2138
P0280-1120 | DIAPHRAGM EPRP FOR REGULATOR | 728
P0280-1191 | RUPTURE DISC 1/2ID 35 PSIG | 2484
P0280-1192C4 | RUPTURE DISC,1/2ID,5/8THK | 2346
P0280-1193 | DISC,RUPTURE,1/2,1 3/4OD | 2729
P0280-1220 | RUPTURE DISC 1 1/2ID 40 PSIG | 3224
P0280-1250 | DIAPHRAGM,1/4,3/8,1/2 | 587
P0280-1251 | DIAPHRAGM, EPR, 1/4, 3/8, 1/2, BURKERT VALVES ONLY | 347
P0280-1260 | DIAPHRAGM EPDM 1/2SIZE | 293
P0280-1270 | DIAPHRAGM EPDM 1SIZE | 445
P0280-1280 | DIAPHRAGM EPDM 3/4SIZE | 343
P0280-1290 | DIAPHRAGM EPDM 1 1/2SIZE | 487
P0280-1392 | Gasket for I-26 | 49.1
P0280-1420 | GASKET 2 EPDM WITH O-RING | 20.4
P0280-1421 | GASKET EPDM 1SIZE 1.219OD | 40.8
P0280-1422 | GASKET EPDM 1 1/2SZ 1.756OD | 40.8
P0280-1424 | GASKET SANIT FTG 3.00SZ EPDM | 23.3
P0280-1426 | GASKET 4 EPDM | 22
P0280-1427 | GASKET 6 EPDM | 124
P0280-1442 | GASKET,EPDM,1.5,ROUND | 53.7
P0280-1443 | GASKET,EPDM,1/2SIZE,.859OD | 20.4
P0280-1444 | GASKET EPDM 3/4SIZE .859OD | 22
P0280-1445 | GASKET, EPDM, 1, ROUND | 20.4
P0280-1480 | GASKET DIAPH SEAL | 40.8
P0280-1570 | BULB RUBBER 1/2 OZ | 23.3
P0280-1630 | DIAPHRAGM/GASKET,FIBER,LE | 76.5
P0280-1632 | DIAPHRAGM/GASKET,FIBER,Z61 | 342
P0280-1634 | GASKET CYLBOT 41 3.15OD FIBER | 113
P0280-1650 | CORD,SPONGE RUBBER,0.140OD | 22
P0280-1990 | STOPPER,20mm,RUBBER,SERUM | 22
P0280-1991 | STOPPER SERUM 13MM | 22
P0280-2010 | CAP PROTECT CLOSUR | 22
P0280-2040 | PLUG BTN 1.75 HOLE | 8.3
P0280-2360 | CAP,FOR LAB BOTTLE,PLASTIC | 22.9
P0280-2420 | PLUG BUTTON 0.500HOLE NYL BLK | 10.4
P0280-2421 | PLUG,FOR 9/16HOLE DIA.,NYLON | 8.3
P0280-2510 | Cap (top) for all sizes, polypropylene, Spinner Basket | 402
P0280-2522 | Cap (side port) 33mm, Spinner Basket | 45.3
P0280-2582 | VENTED POLYPROPYLENE CLOSURE FOR 250ML, 1L & 2L POLYCARBONATE BOTTLES | 206
P0280-2630 | SEPTUM 24mm FLANGE OD SLCN | 30.4
P0280-2670 | STOPPER, 5mm X 11mm, RUBBER | 22
P0280-2690 | STOPPER,7mmX13mm,RUBBER,RED | 22
P0280-2740 | CAP,VINYL,3/4ID,1HEIGHT/THK | 8.3
P0280-2760 | CAP,VINYL,1 1/2,BLACK | 20.4
P0280-3020 | STRIP TAPE ADHESIVE BACK NEOPRENE | 2.4
P0280-3021 | TAPE,STRIP,NEOPRENE,1/2X1/8 | 20.4
P0280-3120 | TAPE DOUBLE COATED 1/2X 200FT | 928
P0280-3190 | STRIP,ADHESIVE | 22
P0280-3191 | STRIP,ADHESIVE,1/4X5/8X56 LG,U | 22
P0280-3221 | GASKET,2,SILVERBACK PTFE/316SS | 45.3
P0280-3223 | GASKET,1 1/2,SILVERBACK PTFE/316SS | 30.8
P0280-4010 | V-RING SEAL 1.5-1.7 | 81.5
P0280-4040 | V-RING SEAL .83TO | 36.6
P0280-4100 | V-RING SEAL3.27TO3 | 76.5
P0280-4120 | SEAL FACE 1SHAFT TYPE 8-1 | 3028
P0280-4140 | SEAL V-RING 1.14-1.22 SHAFT | 36.6
P0280-4170 | SEAL WASHER 3/8304 FLAT VITON | 67.8
P0280-4190 | SEAL WASHER 1/2304 FLAT VITON | 90.3
P0280-4200 | V-RING SEAL0.95TO1 | 76.5
P0280-4240 | KIT SEAL VALVE | 5.8
P0280-4310 | SEAL RING 1/2 SHAFT | 230
P0280-4351 | SEAL CV PACKG 1/2V | 393
P0280-4360 | SEAL, RING, 5/8SHAFT 302 S.S. | 208
P0280-4460 | SEAL KIT (OSMONICS) | 325
P0280-4461 | SEAL KIT (SELAS) | 545
P0280-4470 | SEAL FACE 3/4SHAFT | #VALUE!
P0280-4479 | KIT,SEAL,FOR P0280-4470 | 280
P0280-4511C1 | Seal, 1 Shaft, 316L, Stainless Steel | #VALUE!
P0280-4560 |  | 34.1
P0280-4581 | FACE SEAL MATING 1/2ID SS | 986
P0280-4582 | FACE SEAL MATING 3/4ID SS | 620
P0280-4590 | SEAL,FACE,3/4SHAFT | #VALUE!
P0280-5263 | O-RING 2-004 VITON | 22
P0280-5280 | O-RING 2-006 NPRN | 22
P0280-5282 | O-RING 2-006 E3609-70 | 22
P0280-5283 | O-RING 2-006 VITON | 22
P0280-5292 | O-RING 2-007 E3609-70 | 22
P0280-5293 | O-RING 2-007 VITON | 22
P0280-5302 | O-RING 2-008 E3609-70 | 22
P0280-5312 | O-RING 2-009 E3609-70 | 22
P0280-5322 | O-RING 2-010 E3609-70 | 22
P0280-5323 | 0 RING 2-010 VITON | 8.3
P0280-5332 | O-RING 2-011 E3609-70 | 22
P0280-5333 | O-RING 2-011 VITON | 22
P0280-5342 | O-RING 2-012 E3609-70 | 22
P0280-5350 | O-RING 2-013 NPRN | 22
P0280-5352 | O-RING 2-013 EPRP | 22
P0280-5362 | O-RING 2-014 E3609-70 | 22
P0280-5372 | O-RING 2-015 E3609-70 | 22
P0280-5382 | O-RING 2-016 E3609-70 | 22
P0280-5392 | O-RING 2-017 E3609-70 | 22
P0280-5402 | O-RING 2-018 E3609-70 | 22
P0280-5412 | O-RING 2-019 E3609-70 | 22
P0280-5422 | O-RING 2-020 E3609-70 | 22
P0280-5432 | O-RING 2-021 E3609-70 | 22
P0280-5440 | O-RING 2-022 NPRN | 22
P0280-5442 | O-RING 2-022 E3609-70 | 22
P0280-5452 | O-RING 2-023 E3609-70 | 22
P0280-5462 | O-RING 2-024 E3609-70 | 22
P0280-5472 | O-RING 2-025 E3609-70 | 22
P0280-5482 | O-RING 2-026 E3609-70 | 22
P0280-5492 | O-RING 2-027 E3609-70 | 20.4
P0280-5502 | O-RING 2-028 E3609-70 | 22
P0280-5512 | O-RING 2-029 E3609-70 | 22
P0280-5522 | O-RING 2-030 E3609-70 | 22
P0280-5552 | O-RING 2-033 E3609-70 | 22
P0280-5562 | O-RING 2-034 E3609-70 | 22
P0280-5572 | O-RING 2-035 E3609-70 | 22
P0280-5582 | O-RING 2-036 E3609-70 | 14.6
P0280-5592 | O-RING 2-037 E3609-70 | 20.4
P0280-5612 | O-RING 2-039 E3609-70 | 20.4
P0280-5632 | O-RING 2-041 E3609-70 | 27
P0280-5652 | O-RING 2-043 E3609-70 | 16.2
P0280-5853 | O-RING 2-105 VITON | 8.3
P0280-5880 | O-RING 2-108 NPRN | 22
P0280-5882 | O-RING 2-108 E3609-70 | 22
P0280-5892 | O-RING 2-109 E3609-70 | 22
P0280-5895 | O-RING NICH. SLCN | 42.8
P0280-5900 | O-RING 2-110 NPRN | 22
P0280-5902 | O-RING 2-110 E3609-70 | 20.4
P0280-5903 | O-RING VITON 3/32CROSS 3/8ID | 20.4
P0280-5912 | O-RING 2-111 E3609-70 | 22
P0280-5913 | O-RING 2-111 VITON | 22
P0280-5914 | O-RING 2-111 SLCN | 22
P0280-5932 | O-RING 2-113 E3609-70 | 22
P0280-5942 | O-RING 2-114 E3609-70 | 22
P0280-5943 | O-RING 2-114 VITON | 5.8
P0280-5952 | O-RING 2-115 E3609-70 | 22
P0280-5960 | O-RING 2-116 NPRN | 22
P0280-5962 | O-RING 2-116 E3609-70 | 22
P0280-5963 | O-RING 2-116 VITON | 22
P0280-5964 | O-RING 2-116 SLCN | 22
P0280-5972 | O-RING 2-117 E3609-70 | 22
P0280-5990 | O-RING 2-119 NPRN | 22
P0280-5992 | O-RING 2-119 E3609-70 | 8.3
P0280-6002 | O-RING 2-120 EPDM | 6.7
P0280-6012 | O-RING 2-121 E3609-70 | 8.3
P0280-6032 | O-RING 2-123 E3609-70 | 22
P0280-6042 | O-RING 2-124 E3609-70 | 20.4
P0280-6044 | O-RING 2-124 SLCN | 22
P0280-6052 | O-RING 2-125 E3609-70 | 22
P0280-6054 | O-RING 2-125 SLCN | 20.4
P0280-6062 | O-RING 2-126 E3609-70 | 22
P0280-6072 | O-RING 2-127 E3609-70 | 20.4
P0280-6082 | O-RING 2-128 E3609-70 | 22
P0280-6092 | O-RING 2-129 E3609-70 | 22
P0280-6093 | O-RING 2-129 VITON | 22
P0280-6102 | O-RING 2-130 E3609-70 | 31.6
P0280-6112 | O-RING 2-131 E3609-70 | 22
P0280-6122 | O-RING 2-132 E3609-70 | 22
P0280-6132 | O-RING 2-133 E3609-70 | 11.6
P0280-6152 | O-RING 2-135 E3609-70 | 8.3
P0280-6162 | O-RING 2-136 E3609-70 | 20.4
P0280-6172 | O-RING 2-137 E3609-70 | 22
P0280-6182 | O-RING 2-138 E3609-70 | 8.3
P0280-6212 | O-RING 2-141 E3609-70 | 22
P0280-6232 | O-RING 2-143 E3609-70 | 20.4
P0280-6242 | O-RING 2-144 E3609-70 | 20.4
P0280-6252 | O-RING 2-145 E3609-70 | 20.4
P0280-6292 | O-RING 2-149 E3609-70 | 20.4
P0280-6302 | O-RING 2-150 E3609-70 | 20.4
P0280-6312 | O-RING 2-151 E3609-70 | 20.4
P0280-6322 | O-RING 2-152 E3609-70 | 25.4
P0280-6332 | O-RING 2-153 E3609-70 | 24.1
P0280-6342 | O-RING 2-154 E3609-70 | 31.6
P0280-6352 | O-RING 2-155 E3609-70 | 18.7
P0280-6362 | O-RING 2-156 E3609-70 | 45.3
P0280-6442 | O-RING 2-164 E3609-70 | 49.5
P0280-6552 | O-Ring, 2-175 E3609-70 | 76.5
P0280-6592 | O-RING 11.91mm ID E3609-70 | 20.4
P0280-6662 | O-RING, 2-201, E3609-70 | 22
P0280-6702 | O-RING 2-205 EPR | 8.7
P0280-6712 | O-RING, 2-206, E3609-70 | 9.6
P0280-6732 | O-RING 2-208 EPRP | 31.2
P0280-6742 | O-RING, 2-209, E3609-70 | 15.8
P0280-6752 | O-RING 2-210 E3609-70 | 22
P0280-6772 | O-RING 2-212 E3609-70 | 22
P0280-6792 | O-RING 2-214 E3609-70 | 22
P0280-6802 | O-RING 2-215 E3609-70 | 22
P0280-6822 | O-RING 2-217 E3609-70 | 8.3
P0280-6832 | O-RING 2-218 E3609-70 | 7.9
P0280-6842 | O-RING 2-219 E3609-70 | 22
P0280-6882 | O-RING 2-223 E3609-70 | 22
P0280-6884 | O-RING 2-223 SLCN | 22
P0280-6893 | O-RING 2-224 VITON | 36.6
P0280-6912 | O-RING 2-226 EPDM | 8.7
P0280-6952 | O-RING 2-230 E3609-70 | 20.4
P0280-7014 | O-RING 2-236 SLCN | 27
P0280-7032 | O-RING 2-238 EPRP | 17.5
P0280-7052 | O-RING 2-240 E3609-70 | 36.6
P0280-7062 | O-RING E3609-70 1/8CROSS 3 7/8ID | 30
P0280-7072 | O-RING, 2-242, E3609-70 | 22
P0280-7082 | O-RING 2-243 E3609-70 | 27
P0280-7092 | O-RING 2-244 E3609-70 | 31.6
P0280-7122 | ORING E3609-70 1/8CROSS 4 5/8ID | 20.4
P0280-7142 | O-RING 2-249 E3609-70 | 45.3
P0280-7202 | O-RING 2-255 E3609-70 | 36.6
P0280-7232 | O-RING, 2-258 E3609-70 | 36.2
P0280-7392 | O-RING 2-274 E3609-70 | 58.7
P0280-7582 | O-RING 2-311 E3609-70 | 22
P0280-7732 | O-RING 2-326 E3609-70 | 20.4
P0280-7782 | O-RING 2-331 E3609-70 | 20.4
P0280-7792 | O-RING 2-332 E3609-70 | 22
P0280-7812 | O-RING 2-334 E3609-70 | 24.1
P0280-7872 | O-RING 2-340 E3609-70 | 22
P0280-7912 | O-RING 2-344 E3609-70 | 22.9
P0280-7922 | O-RING 2-345 E3609-70 | 27
P0280-7952 | O-RING 2-348 E3609-70 | 27.9
P0280-8002 | O-RING 2-353 E3609-70 | 30
P0280-8062 | O-RING 2-359 E3609-70 | 40.8
P0280-8082 | O-RING, 2-361, EPDM | 37
P0280-8104 | O-RING 2-363 SLCN | 63.6
P0280-8122 | O-RING, 2-365, E3609-70 | 45.3
P0280-8132 | O-RING 2-366 E3609-70 | 45.3
P0280-8152 | O-RING 2-368 EPDM | 57.8
P0280-8164 | O-RING 2-369 SLCN | 86.1
P0280-8172 | O-RING 2-370 E3609-70 | 63.6
P0280-8182 | O-RING 2-371 E3609-70 | 66.6
P0280-8192 | O-RING 2-372 E3609-70 | 63.6
P0280-8222 | O-RING 2-375 E3609-70 | 99.4
P0280-8242 | O-RING 2-377 E3609-70 | 86.1
P0280-8432 | O-RING E3609-70 155.0mm ID | 154
P0280-8512 | O-RING 2-430 E3609-70 | 49.5
P0280-8612 | 0-RING 2-440 E3609-70 | 45.3
P0280-8622 | O-RING, 2-441, E3609-70 | 49.5
P0280-8630 | O-RING 2-442 NPRN | 49.5
P0280-8652 | O-RING 2-444 E3609-70 | 72
P0280-8682 | O-RING 2-447 E3609-70 | 99.4
P0280-8702 | O-RING 2-449 E3609-70 | 99.4
P0280-8722 | O-RING 2-451 E3609-70 | 144
P0280-8742 | O-RING 2-453 E3609-70 | 190
P0280-8752 | O-RING 2-454 E3609-70 | 154
P0280-8772 | O-RING 2-456 E3609-70 | 266
P0280-8782 | O-RING 2-457 E3609-70 | 203
P0280-8792 | O-RING 2-458 EPRP | 166
P0280-8812 | O-RING 2-460 E3609-70 | 203
P0280-8852 | O-RING 2-464 E3609-70 | 248
P0280-8872 |  | 168
P0280-8882 | O-RING 2-467 E3609-70 | 339
P0280-8912 | O-RING 2-470 EPRP | 370
P0280-8932 | O-RING 2-472 E3609-70 | 321
P0280-9163 | O-RING 203021000 VITON(INGOLD) | 72.8
P0280-9214 | O-Ring Gasket, Replacement | 240
P0280-9304 | O-RING, 27.79OD, RED SILICONE | 807
P0280-9314 | O-RING,SILICONE,24.453OD,RED | 212
P0280-9315 | O-RING,SILICONE,23.703ID,WHT. CLASS VI | 541
P0280-9343 | O-RING,VITON,REPLACEMENT | 24.1
P0280-9374 | O-RING,19.781ID,SILICONE | 0.87
P0280-9405 | O-RING,SILICONE,33.609ID,WHT. CLASS VI | 117
P0300-0040 | LAMP,FLUORESCENT,T-8,30W | 208
P0300-0041 | LAMP,FLUOR.,MODEL T12,GROW TUB | 176
P0300-0042 | LAMP FLUORESCENT T8 15W | 104
P0300-0080 | LAMP FLUOR. 40W 102V .43AMPS | 53.7
P0300-0145 | LIGHT/SIGHTGLASS ASSY. 220V | #VALUE!
P0300-0149 | BULB,240V,30W,TUNGSTEN HALOGEN | 524
P0300-0201 | LIGHT/SIGHTGLASS,230V,25W,2TC | 3794
P0300-0207 | GLASS,2TRI-CLAMP | 3752
P0300-0209 | BULB,230V,25W | 524
P0300-0221 | LAMP,FLUORESCENT,T-8 15W | 163
P0300-0350 | UV Lamp, 4 watts (spare) (for PourMatic) | 166
P0300-0351 |  | 578
P0300-0360 | LAMP INCAN 5V CLEA | 22
P0300-0370 | LAMP INCAN 14V CLE | 27
P0300-0400 | LAMP HALOGEN 8V 50 WATTS CLEAR | 240
P0300-0410 | LAMP INCAN 28V CLE | 22
P0300-0430C1 | TRI-CLAMP, GLASS, 1 1/2 | 2134
P0300-0435C1 |  | 2554
P0300-0437C1 | GLASS,4TC SANITARY VIEWPORT | #VALUE!
P0300-0438C1 | GLASS,2TRI-CLAMP,VIEWPORT | 2196
P0300-0450 | Pilot Light, White, 240VAC | 295
P0300-0470 | BULB, HALOGEN, 12V 10W | 63.6
P0300-0480 | BULB,HALOGEN,G4,24V,20W | 61.2
P0300-0500 | LIGHT/SIGHTGLASS,USL01,20W | 2596
P0300-0501 | LIGHT/SIGHTGLASS ASSY USL01,20W | 2542
P0300-0530 | LAMP,RECESSED,10W,12V,STAINLESS | 125
P0300-0541 | LIGHT,PILOT,RED,24VAC/DC | 312
P0300-0550 | LIGHT,PILOT,CLEAR,240VAC | 312
P0300-2034 | DIODE LIGHT EMITTING YELLOW | 8.3
P0300-2080 | DIODE LIGHT EMITTING GREEN | 40.8
P0300-2200 | ISOLATOR OPTICAL SLOTTED | 126
P0300-2235 | CABLE,FIBER OPTIC,1M LENGTH | 53.7
P0300-2260 | ISOLATOR OPOTICAL SLOTTED | 53.7
P0300-2360 | GLASS VESSEL- EXTENDED 3.3L | #VALUE!
P0300-2370 | Replacement pH Probe, 14.0 L, includes cable (for CelliGen BLU) | 1036
P0300-2371 | Replacement pH Probe, 5.0 L, includes cable (for CelliGen BLU) | 524
P0300-2372 | 5.0L Packed-Bed CelliGen BLU pH Probe and cable - Optical | 795
P0300-3035 | DISPLAY RED 0 T0 9 | 40.8
P0300-3051 | DISPLAY 40 CHAR X 6 LINES VAC | #VALUE!
P0300-3091 | DISPLAY, LCD | 1364
P0300-3100 | DISPLAY,3 1/2 DIGIT PROCESS | 2891
P0300-3151 |  | 1231
P0300-3154 | COLOR DISPLAY LED | 3777
P0311-0020 | Capacitor, Film 39MFD, 100VDC | 146
P0320-0320 | CAPACITOR ELC 36000MFD 25VDC | 88.2
P0320-0350 | CAPACITOR ELEC 21000/22000 UF | 208
P0320-3281 | CAPACITOR METAL.POLY. .1 MFD | 5.8
P0341-0471 | Potentiometer CO10K 10% 2.2W | 46.6
P0341-1110 |  | 23.3
P0341-4100 | PROBE,THERMISTOR,0-50 DEG.C | 126
P0341-7380 | RESISTOR WW 0.1 15% 5. W | 14.6
P0341-7420 | RESISTOR | 31.2
P0341-7430 | RESISTOR | 31.2
P0341-7670 | RESISTOR,WW,5W,150 OHMS,+/- 5% | 34.5
P0360-4040 | VARISTOR 130V RMS | 41.6
P0360-4050 | VARISTOR 275V RMS | 22
P0360-5020 | DIODE RECTIFIER 200V 1 AMP | 0.25
P0377-0101 | I C LM350K STEEL | 205
P037A-21B2 | SWITCH,OPTICAL,ISOLATED,H21B2 | 8.7
P0380-0120 | HOLDER LAMP GERMCD | 76.5
P0380-0150 | SOCKET LAMP OSRAM | 36.6
P0380-0172 | LIGHT INDIC NE GRN | 99.4
P0380-0210 | LAMP HOLDER FLUOR. BI-PIN WHT | 20.4
P0380-0230 | SEALING CAPS THERMO. SHELL #13 | 67.8
P0380-0231 | SEALING CAPS THERMO. SHELL #17 | 53.7
P0380-0240 | LAMP LED T-1 3/4 24-30V 20MA | 58.7
P0380-0291 |  | 6.7
P0380-0320 | HOLDER,LAMP,10W,12V,BI-PIN | 58.7
P0380-1010 | BRUSH MOTOR CARBON 1/8THK | 20.4
P0380-1060 | BRUSH MTR 1/2HP MO | 316
P0380-1061 | BRUSH MTR 1/4-1/2- | 203
P0380-1070 | BRUSH MTR 1/2HP EA | 76.5
P0380-1080 | BRUSH MTR LE-GLE C | 113
P0380-1090 | BRUSH,MOTOR,1/4,3/4HP,CARBON | 203
P0380-1150 | BRUSH MOTOR | 230
P0380-1160 | BRUSH MOTOR 411683-18A | 136
P0380-1162 | Motor Brushes for P0480-1492 | 258
P0380-1170 | BRUSH DC MOTOR CARBON | 307
P0380-1171 | BRUSHES FOR CMC 2600 DC MOTOR | 34.5
P0380-1189 | SPRING BRUSH RETAINER | 58.7
P0380-1210 | BRUSH MOTOR CARBON .180THK | 81.5
P0380-1220 | BRUSH FOR MOTOR P0480-0123 | 415
P0380-1230 | BRUSH MOTOR CARBON | 185
P0380-1250 | BRUSH CARBON FOR P0480-0770 | 253
P0380-1320 | BRUSH,P0480-0881-2&M1181-5012 | 334
P0380-1350 | BRUSH,FOR P0480-1450,-1451 | 194
P0380-1913 | CONNECTOR,3 PINS,NYLON | 22
P0380-2021 | CONNR PLUG TC | 36.6
P0380-2101 | PLUG PHONE BLK2CKT | 86.1
P0380-2122 | SOCKET, RELAY, 8 PIN | 67.8
P0380-2151 | PLUG PWR NYL 2 3W | 126
P0380-2291 | RECEPTACLE 4 CONTA | 15
P0380-2421 | PLUG CONNR HSG 3W | 8.3
P0380-2425 | PLUG CONNR HSG 4W | 8.3
P0380-2429 | CONTACT MALE PIN WIRE 18-24AWG | 8.3
P0380-2431 | RECEPTACLE HSG 3 WIRE NYLON | 8.3
P0380-2438 | CONTACT 062FEM BR | 22
P0380-2441 | RECEPTACLE POWER INLET AC 250V | 20.4
P0380-2451 | RECEPTACLE 25 COND. 94V THERMO | 94.8
P0380-2463 | RECEPTACLE BNC ISOLATED 31010 | 53.7
P0380-2670 | PLUG POLARIZD 4CNT | 36.6
P0380-2810 | PLUG CONNR CIRC | 25.4
P0380-2812 | CONTACT BRASS FEMALE PIN SZ 16 | 20.4
P0380-2813 | CONTACT BRASS MALE PIN SIZE 16 | 19.6
P0380-2816 | CLAMP CABLE.329OD | 36.6
P0380-2817 | PIN, TYPE III+ | 22
P0380-2818 | CONTACT .062 MALE | 22
P0380-2819 | CONTACT, MALE PIN, SIZE 16 | 22
P0380-2820 | RECEPTACLE HOUSING | 23.3
P0380-2827 | SOCKET ASSEMBLY,TYPE III+ | 22
P0380-2829 | CONTACT, FEMALE SOCKET,SIZE 16 | 22
P0380-2910 | PLUG DEAD FRNT NYL | 194
P0380-3022 | FUSE 5.000 AMPS 125V SUBMIN | 20.4
P0380-3070 | FUSE 0.2A250V MDL | 20.4
P0380-3080 | FUSE 2.0A250V FNM | 53.7
P0380-3122 | FUSE 12 AMPS 250V OR LESS | 20.4
P0380-3130 | FUSE 4.0A250V MDA | 20.4
P0380-3132 | FUSE, TIME DELAY, 1.5A. 250V | 14.1
P0380-3140 | FUSE FAST ACTING 6 AMPS | 22
P0380-3150 | FUSE 0.5A250V MDL | 22
P0380-3151 | FUSE 0.5A250V 313 | 8.3
P0380-3153 | FUSE,SLO BLO,1A,250V,3AG SIZE | 8.3
P0380-3154 | FUSE,SLO BLO,2A,250V,3AG SIZE | 8.3
P0380-3155 | FUSE,SLO BLO,10A,250V,3AB SIZE | 40.8
P0380-3156 | FUSE,SLO BLO,3A,250V,3AG SIZE | 8.3
P0380-3157 | FUSE,SLO BLO,1.6A,250V,3AG SZ | 8.3
P0380-3158 | FUSE,SLO BLO,5A,250V,3AG SIZE | 8.3
P0380-3160 | FUSE 10 A250V MDA | 22
P0380-3162 | FUSE 10 AMPS 125V TIME-LAG | 20.4
P0380-3200 | FUSE 0.5A250V AGC | 22
P0380-3220 | FUSE 1.5A125V MDL | 22
P0380-3240 | FUSE FAST ACTING 2 AMP 250V | 19.6
P0380-3260 | FUSE SLO BLO 2 AMPS 250V | 22
P0380-3282 | FUSE 30.00 AMPS 600V KTK-R-30 | 53.7
P0380-3283 | FUSE,FAST ACTING,1.5A | 136
P0380-3284 | FUSE,FAST ACTING,15 AMPS | 94.8
P0380-3310 | FUSE 1.0A250V AGC | 22
P0380-3320 | FUSE SLO BLO 1/8A 250V OR LESS | 20.4
P0380-3350 | FUSE 1 1/4 AMP 250V SLO BLO | 22
P0380-3410 | FUSE SLO BLO 1A 250V | 22
P0380-3440 | FUSE SLOW BLOW 1/10 A GLASS | 20.4
P0380-3441 | FUSE 0.100 AMP 250V GDC 5MM | 21.2
P0380-3450 | FUSE SLOW BLOW 5A 250V | 22
P0380-3451 | FUSE SLO BLO 5A 250V | 22
P0380-3460 | FUSE 3.150 AMPS 250V 218 5MM | 22
P0380-3470 | FUSE .15A250V 3AG | 36.6
P0380-3530 | FUSE SLO BLO 1 6/10A 250V | 25.4
P0380-3531 | FUSE 1.600 AMP 250V FRN-1.6 | 63.6
P0380-3532 | FUSE SLO BLO 1.6A 250V | 22
P0380-3533 | FUSE SLO BLO 2 AMPS 250V | 20.4
P0380-3630 | FUSE 6.3A 250V 218 | 9.6
P0380-3710 | FUSE 0.160 AMP 250V GDC 5MM | 15
P0380-3732 | FUSE SLOBLO .200 AMPS 250V | 36.6
P0380-3750 | FUSE TIME LAG 1.25A 250V | 20.4
P0380-3751 | FUSE,TIME-LAG,3.15A,250V | 22
P0380-3780 | FUSE SLO-BLO 4 AMPS 250V | 6.2
P0380-3790 | FUSE SLO-BLO 8 AMPS 250V | 20.4
P0380-3791 | FUSE,SLO-BLO,10AMPS,250V | 22
P0380-3830 | FUSE SLO BLO 2/10 AMP 250V | 20.4
P0380-3915 | FUSE,TIME DELAY,10A,600VAC | 154
P0380-3960 | FUSE,SLO BLO,.75 AMPS,250V | 20.4
P0380-4099 | CONTACT FEM STD AW | 22
P0380-4135 | RECEPTACLE HSG (-)CNTCT 6 CIR | 8.3
P0380-4139 | CONTACT FEM CRMP.25sq 22-24AWG | 8.3
P0380-4332 | PLUG HSG (-)CNTCT SHL17 9 CIR | 76.5
P0380-4333 | PLUG HSG (-)CNTCT SHL17 9 CIR | 45.3
P0380-4334 | PLUG 7 POLES 600V SHELL #13 | 36.6
P0380-4336 | CLAMP CABLE 94V-1 | 45.3
P0380-4338 | CONTACT MLE .062 14/18GA TIN | 22
P0380-4342 | RECEPTACLE HSG (-)CNTCT 9 CIR | 36.6
P0380-4343 | RECEPTACLE HSG (-)CNTCT 9 CIR | 36.6
P0380-4344 | RECEPTACLE 7 POLES 600V THERM. | 53.7
P0380-4346 | CONNR 14 COND. THERMOPLAST | 27
P0380-4348 | CONTACT FEM .062 14/18GA TIN | 22
P0380-4350 | PLUG CONNR CIRC 8 | 53.7
P0380-4359 | CONTACT BRS PIN | 22
P0380-4360 | RCPT HOUSINF 8FEM | 40.8
P0380-4369 | CONTACT .040 FEMLE | 22
P0380-4376 | CLAMP CABLE 94V-1 | 30
P0380-4541 | PLUG HSG FEMCNTCT SHL10 6 CIR | 230
P0380-4580 | RECEPTACLE AUDIO 5 FEM.SOCKET | 36.6
P0380-4781 | RECEPTACLE D 9POS FEM STR | 8.3
P0380-4910 | HEADER 10 MLE 2-ROW STRT .100 | 22
P0380-4960 | PLUG D 15 PSN | 20.4
P0380-4980 | RCPT W/JUNC BOX 3T | 379
P0380-5047 | TERMINAL STRIP 4 T | 31.6
P0380-5060 | TERMINAL STRIP 6 T | 20.4
P0380-5080 | TERMINAL STRIP 8 T | 20.4
P0380-5127 | TERMINAL BLOCK 12 TERM. 12 AWG | 63.6
P0380-5207 | TERMINAL,STRIP,20 TERM. | 99.4
P0380-5323 | TERMINAL STRIP 4 | 45.3
P0380-5481 | TERMINAL STRIP 4 TERM. 22 AWG | 20.4
P0380-5486 | COVER TERMINAL 4 | 8.3
P0380-5488 | COVER TERMINAL 4 | 9.6
P0380-5500 | TERMINAL CONNR 22 | 25.4
P0380-5507 | COVER TERMINAL 22 | 20.4
P0380-5510 | TERMINAL CONNR 10 | 20.4
P0380-5519 | COVER TERMINAL 10 | 8.3
P0380-5520 | RECEPTACLE 8 COND. 300V NYLON | 20.4
P0380-5521 | CONNR MASSTERM 0.156C/L 8CIR | 27.9
P0380-5526 | COVER MASSTERM 0.156C/L 8CIR | 8.3
P0380-5527 | COVER MASSTERM 0.100C/L 8CIR | 22
P0380-5530 | RECEPTACLE 12 COND. 300V NYLON | 33.3
P0380-5539 | COVER 12 COND. MOLDED NYLON | 8.3
P0380-5550 | TERMINAL STRIP,18 TERM.,NYLON | 45.3
P0380-5559 | COVER TERMINAL 18 | 8.3
P0380-5588 | END HOLDER/STOP TERMINAL BLOCK | 20.4
P0380-5590 | TERMINAL BLOCK THERMOPL. 46AMP | 24.1
P0380-5592 | TERMINAL BLOCK 10 TERM. 12AWG | 861
P0380-5593 | TERMINAL BLOCK 26 TERM. 12AWG | 749
P0380-5594 | TERMINAL BLOCK 34 TERM. 12 AWG | 961
P0380-6100 |  | 824
P0380-6250 | Fuse, Slo Blo, Glass, 0.75 Amp | 10.4
P0380-6260 | FUSE,SLO BLO,1.6A,250V | 20.4
P0380-6261 | FUSE,SLO BLO,1A,250V | 20.4
P0380-6300 | THERMAL CUT OUT | 65.7
P0380-6301 | FUSE, THERMAL CUTOFF, 10A, 250V | 62.4
P0380-6572 | HOLDER FUSE .25X1.25 R/A LOW | 53.7
P0380-6575 | HOLDER FUSE 5mm X 20mm R/A HI | 36.6
P0380-6576 | HOLDER FUSE .25X1.25 R/A LOW | 20.4
P0380-6580 | HOLDER FUSE .25X1.25 STR PNL | 27.5
P0380-6582 | HOLDER FUSE 5X25MM 18-6 AWG | 67.8
P0380-6630 | BLOCK FUSE 1-POLE 3AG | 20.4
P0380-6640 | HOLDER FUSE .25X1.25 DRAWER | 72
P0380-6650 | FUSE HOLDER 2 TERM. 250V | 20.4
P0380-7140 | TERMINAL QIK FEM .25012-10AWG | 20.4
P0380-7180 | WIRE TERM SLIP-ON 22-18 AWG | 8.3
P0380-7501 | JUMPER BAR 3-POLES M6/8 | 36.6
P0380-7540 | RING TERMINAL NICKEL 18-22AWG | 9.6
P0380-8010 | PLUG 3 MALE PINS, STEEL, AUDIO | 36.6
P0380-8020 | PLUG 5 MALE PINS STEEL NICKEL | 45.3
P0380-8040 | RECEPTACLE,AUDIO,3 FEM.SOCKETS | 36.6
P0380-8050 | RECEPTACLE AUDIA STEEL NICK | 20.4
P0380-8090 | PLUG 250V 10 AMPS THERMOPLAST. | 99.4
P0380-8232 | CONTACT,SERIES 109 | 136
P0380-8240 | CONTACT MALE PIN 1 POLE 13AMPS | 8.3
P0380-8242 | PIN ASSY, .062, TYPE III+ | 4.2
P0380-8243 | PIN,TYPE I,METRIMATE | 44.5
P0380-8310 | PLUG 14CONTACTS 600V THERMOPL. | 27.9
P0380-8320 | RECEPTALE 14CONT. 600V THERMO. | 17.1
P0380-8330 | CONNR 2 POLES MINI PAN. JAC | 34.1
P0380-8331 | CONNR 2 POLES MINI THERMOC | 34.1
P0380-8610 | PLUG 20 PINS 250VAC 12 AMPS | 194
P0380-8690 | PLUG 4 PINS 250VAC 12 AMPS | 40.8
P0380-9780 | SOCKET,36 POS.,3 AMPS | 53.7
P0380-9781 | SOCKET, BULB | 149
P0380-9790 | PIN,TYPE III+,CONTACT SIZE 16 | 7.9
P0380-9810 | SOCKET ASSY,LOOSE,TYPE III+ | 24.1
P0380-9830 | HOUSING,PLUG,15 POS,METRIMATE | 136
P0380-9840 | HOUSING,RECEPT,15POS,METRIMATE | 52
P0380-9880 | RECEPTACLE,FRONT MNT,EUROFAST | 235
P0380-9881 | RECEPTACLE,FRONT MNT,EUROFAST | 208
P0380-9882 | Receptacle, Front Mount, Eurofast, 8 Pin, 2m Wire | 195
P0380-9920 | Receptacle, Eurofast, Straight | 428
P0380-9930 | CONNECTOR,FIELD WIRE,EUROFAST | 253
P0380-9961 | MULTIBOX,8 PINS | 765
P0381-0041 | RECEPTACLE,REAR MOUNT,5 PINS | 280
P0381-0042 | RECEPTACLE, REAR MOUNT,SDR.CUP | 196
P0381-0380 | PH ADAPTER | 441
P0400-0241 | SWITCH ROCKER DPDT | 72.4
P0400-0263 | SWITCH ROCKER SPDT | 75.3
P0400-0272 | SWITCH ROTARY THUM | 319
P0400-0460 | SWITCH SOLID STATE 5 V DC | 308
P0400-0470 | SWITCH P B 2PST 1L | 208
P0400-0479 | BUTTON SQUARE WHITE | 19.1
P0400-0490 | SWITCH PUSHBUTTON SPDT LE | 136
P0400-0499 | BUTTON SQRE WHITE NO | 6.2
P0400-0509 | BUTTON SQRE AMBER NO | 4.6
P0400-0510 | SWITCH PUSHBUTTON SPDT LE | 182
P0400-0832 | SWITCH ROCKER DPST | 39.1
P0400-0931 | SWITCH,ROCKER,SPST,250V,16A | 31.6
P0400-0961 | SWITCH ROCKER DPDT ILLUMINATED | 154
P0400-0962 | SWITCH ROCKER DUAL SPDT MOMENT | 172
P0400-0980 | SWITCH ROTARY VOLT SELCT/FUSED | 208
P0400-1200 | SWITCH SPDT 125VAC .1 AMP | 104
P0400-1410 | STARTER FLUOR LAMP 4-80W 250V | 20.4
P0400-1420 | STARTER FLUOR.LIGHT,FS-2,15-20 | 27
P0400-1421 | STARTER FLUOR.LIGHT FS-4 30-40 | 27
P0400-1430 | STARTER FLUORESCENT LIGHT | 20.4
P0400-1490 | SWITCH LEVEL SPST 1/8MNPT | 1294
P0400-1491 | SWITCH LEVEL SPST 1/8MNPT | 965
P0400-1531 | SWITCH REED SPST 100V AC/DC | 63.6
P0400-1532 | SWITCH, PROXIMITY REED 10WATT | 90.3
P0400-1537 | MAGNETIC ACTUATOR | 58.7
P0400-1538 | SWITCH ACTUATOR PROXIMITY REED | 53.7
P0400-1590 | SWITCH LEVEL SPST 1/8MPT 10VA | 528
P0400-1670 | STARTER RELAY | 266
P0400-1800 | CONTACT BLOCK,SELECTOR SWITCH | 67.8
P0400-1840 | SWITCH,ROCKER,DOUBLE POLE | 23.3
P0400-1900 | SWITCH,PUSHBUTTON,125V,0.5A | 40.8
P0400-1910 | SWITCH,ROTARY,ENCODER | 599
P0400-1920 | SWITCH,ONE POLE,SPST,150mA | 661
P0400-1930 | SWITCH, REED/MAGNETIC | 63.2
P0400-1971 | SWITCH,PRESSURE,18L WIRE LEAD | 402
P0400-1980 | SWITCH,PUSHBUTTON,CIRCULAR | 649
P0400-2440 | RELAY,240VAC (CONTACTS | 208
P0400-2591 | RELAY 2 FORM C 2PDT | 307
P0400-2600 | RELAY TWO FORM C DPDT 2.171H | 370
P0400-2601 | RELAY,DPDT,10A,TWO FORM C | 158
P0400-2751 | RELAY 2 FORM C DPDT | 221
P0400-3011 | RELAY SOLID STATE 240VAC | 293
P0400-3030 | RELAY TIME DELAY .1-600 SEC. | 415
P0400-3041 | RELAY SOLID STATE 2.5 AMPS | 217
P0400-3060 | RELAY TIME 3-300 SEC. | 570
P0400-3142 | RELAY,SOLID STATE,4 AMPS | 240
P0400-3151 | RELAY SOLID STATE, 45 A | 524
P0400-3181 | RELAY SLD STATE220 | 203
P0400-3190 | RELAY SOLID STATE 3 AMPS | 136
P0400-3210 | RELAY-TIME DELAY 24VDC | 524
P0400-3270 | RELAY SOLID STATE 230V DPDT | 1003
P0400-3320 | RELAY | 99.4
P0400-3330 | RELAY SOLID STATE 24-280VAC | 280
P0400-3340 | PROTECTOR | 117
P0400-3350 | OVERLOAD | 172
P0400-3360 | RELAY | 225
P0400-3420 | RELAY,TWO FORM C,DPDT | 397
P0400-3490 | RELAY,4PDT,5A,TWO FORM C | 149
P0400-3510 |  | 162
P0400-3560 | Relay, Terminal Block, 24VDC, SPDT | 161
P0400-4060 | BREAKER CIRCUIT 20 | 545
P0400-4110 | BREAKER CIRCUIT 3.00AMPS P.B. | 67.8
P0400-4118 | BREAKER CIRCUIT 8.00AMPS P.B. | 72
P0400-4160 | BREAKER CIRCUIT30A | 545
P0400-4305 | SWITCH ROCKER 15 AMPS 250VAC | 352
P0400-4322 | BREAKER CIRCUIT 2.00AMPS P.B. | 81.5
P0400-4330 | CIRCUIT BREAKER ROCKER 10 AMPS | 293
P0400-4360 | CIRCUIT BREAKER 8A 2POLE 277V | 599
P0400-4371 | CIRCUIT BREAKER MAGNETIC 2POLE | 878
P0400-4453 | CIRCUIT BREAKER,20A,185-275VAC | 574
P0400-4510 | BREAKER,CIRCUIT,25A,250VAC | 869
P0400-4579 | CIRCUIT BREAKER | 499
P0420-0260 | COIL,SOLENOID,SPLICE BOX COV | 503
P0420-0261 | COIL,SOLENOID,11.5W,CLASS F | 379
P0420-1024 | TRANSFORMER PWR AUTO100VA | 307
P0420-1029 | TRANSFORMER PWR AUTO100VA | 520
P0420-1040 | TRANSFORMER ISOLATION 208/230V | 828
P0420-1141 | TRANSFORMER POWER 115VAC 3.4A | 307
P0420-1191 | TRANSFORMER PWR ISLN6.OVA | 90.3
P0420-1322 | TRANSFORMER REG 5/+15/-15V OUT | 280
P0420-1325 | TRANSFORMER .1KVA 50/60HZ | 285
P0420-1330 | TRANSFORMER POWER 2 KVA | #VALUE!
P0420-1440 | TRANSFORMER PWR AUTO500VA | 1597
P0420-1452 | TRANSFORMER,ISL,115/230VAC | 478
P0420-1482 | TRANSFORMER ISL12VA 36/C.T.OUT | 158
P0420-1490 | TRANSFORMER 3.6VDC 9 PINS | 158
P0420-1502 | TRANSFORMER ISL56VA 20/10V OUT | 307
P0420-1610 | TRANSFORMER ISL 10V 10/14V OUT | 126
P0420-1620 | TRANSFORMER ISL80VA 24V. OUT | 321
P0420-1630 | TRANSFORMER ISL 130VA 26V. OUT | 352
P0420-1670 | TRANSFORMER AUTO 1 KVA | 1223
P0420-1673 | TRANSFORMER, AUTO, 1.3 KVA | 1265
P0420-1710 | TRANSFORMER AUTO POWER 1.5KVA | 1743
P0420-1720 | TRANSFORMER ISOLATION POWER | 928
P0420-1770 | TRANSFORMER WALL PLUG-IN 120AC | 293
P0420-1771 | TRANSFORMER WALL PLUG-IN 220AC | 293
P0420-1772 | TRANSFORMER, WALL PLUG-IN | 136
P0420-1800 | TRANSFORMER CURRENT SENSING | 474
P0420-1830 | TRANSFORMER ISOL.POWER | 911
P0420-1961 | ADAPTER, 230V-12VAC | 957
P0420-1990 | TRANSFORMER 100/120/220/240VAC | 882
P0420-2000 | TRANSFORMER AUTO .12 KVA 1 AMP | 786
P0420-2010 | TRANSFORMER 110-130/200-260VAC | 194
P0420-2130 | TRANSFORMER,ISOLATION,110/220V | 1290
P0420-2160 | TRANSFORMER,AUTO,208VAC,KVA .5 | 691
P0420-2161 | TRANS.AUTO,230/120/100VAC.5KVA | 740
P0420-5040 | SOLENOID PULL TYPE 24VDC(COIL) | 1377
P0420-5060 | SOLENOID,24 VDC,7/8L,PULL TYP | 1227
P0420-5110 | BALLAST,GERMICIDAL LMP,118VAC | 126
P0420-5113 |  | 795
P0420-5190 | TRANSFORMER, FLUOR.LAMP BALLAS | 212
P0420-5192 | BALLAST HIGH POWER UNIV. 50/60 | 305
P0440-0051 | SYRINGE 5CC | 22
P0440-0054 | SYRINGE, 60mL CAPACITY | 13.3
P0440-0061A | 4-1⁄4 in Hypodermic Needle, 8 gauge (Dozen), autoclavable | 2122
P0440-0063 | 8 Hypodermic Needle, 8 gauge, Dozen | 2138
P0440-0064 | Needle (Pack of 100) 18 Gauge 1-1⁄2 in (3.8 cm) Length (used for multiple septum ports) (for BioFlo 415) | 256
P0440-0201 | BUZZER 6VDC 1000HZ | 495
P0440-0209 | HORN MNTG FOR P044 | 99.4
P0440-0241 | INDICATOR LEVEL | 3657
P0440-0260 | THERMOMETER -20C THRU +100C | 574
P0440-0271 | INDICATOR,DIGITAL WEIGH | #VALUE!
P0440-0500 | Glucose Monitoring Kit (Includes 50 test strips) (for FibraStage) | 1593
P0440-0508 | Glucose Test Strips (Includes 50 test strips) (for FibraStage) | 413
P0440-1200 | RECORDER,CHINO | #VALUE!
P0440-2013C3 | GAUGE & PROTECTOR, 0-60 PSIG | 2567
P0440-2015C |  | 1880
P0440-2040 | GAUGE 0-60 PSIG 1/8MNPT | 334
P0440-2042 | GAUGE 2 1/2 0-60PSI 1/4MNPT | 185
P0440-2070 | GAUGE PRESS 0-30 PSI 2.0 | 330
P0440-2071C3 | GAUGE 2 0-30PSI 1/4MNPT CBM | 199
P0440-2072 | GAUGE PRES 0TO30PS | 1073
P0440-2090 | GAUGE 2 1/2 0-160PSI 1/4MNPT | 194
P0440-2120 | GAUGE 1 1/2 0-30PSI 1/8MNPT | 190
P0440-2122 | GAUGE 0-60 PSIG 1 1/2FACE | 190
P0440-2130 | GAUGE,0-30 PSIG,2 1/2FACE | 811
P0440-2131 | GAUGE,0-60 PSIG,2 1/2FACE | 1073
P0440-2160C3 | GAUGE 0-160 PSIG 1/4MNPT | 474
P0440-2170 | GAUGE 0-60 PSIG 1/4MNPT | 907
P0440-2243 | GAUGE 0-160 PSIG 2 1/2FACE | 894
P0440-2250 | GAUGE,0-30 PSIG,1 1/2FACE | 924
P0440-2350C2 | Gauge, 0-60 PSIG, 2.25 Face | 2221
P0440-2363C5 | GAUGE,0-60 PSIG,3.5FACE | 2367
P0440-2380 | GAUGE,0-60,1/8MNPT,1.5FACE | 915
P0440-2390C3 | GAUGE,0-60 PSIG,2 1/2FACE | 357
P0440-2391C3 | GAUGE,0-100 PSIG,2 1/2FACE | 357
P0440-2395C3 | Gauge,0-60 PSIG,2Face | 453
P0440-2401C3 | GAUGE,0-100 PSIG,1 1/2FACE | 58.7
P0440-3152 | METER, 0/500 RPM (JEWEL) | 978
P0440-4230 | RS-232 (M12) Cable | 849
P0440-4460 | MODULE,WEIGH,LOAD CELL SYSTEM | #VALUE!
P0440-4472 | Weighing Terminal, 24VDC | #VALUE!
P0440-4500 | DIGITAL WEIGHT INDICATOR | 2192
P0440-5040 | FLOWMETER 0-60 SLPM AIR | 1701
P0440-5240 | FLOWMETER 5-110 SLPM 35PSIG | 3195
P0440-5381 | ROTAMETER 37-374 mL/MIN | 3973
P0440-5536 | TUBE-CUBE ASSY, 0.2-4.8 LPM | 1028
P0440-5537 | TUBE-CUBE ASSEMBLY, 0.5-16 LPM | 978
P0440-5561 | FLOWMETER, 1/8, 50-500 MLPM | 1098
P0440-5562C3 | FLOWMETER, 1/8, 0.2-5LPM | 1186
P0440-5563 | FLOWMETER,1/8,0.5 LPM OF AIR | 1389
P0440-5563C3 | FLOWMETER, 1/8, 2-20 LPM | 1252
P0440-5564 | FLOWMETER, 1/8, 0.25 - 2.5 LPM | 1206
P0440-5565 |  | 861
P0440-5592C5 | ROTAMETER,1/2,10-250 SLPM | 3112
P0440-5600C3 |  | 1098
P0460-0062 | CONTROLLER TEMP 25-250 F | 2683
P0460-0090 | CONTROLLER,MOTOR,FOR LE & GLE | 1481
P0460-0210 | CONTROLLER TEMP 10 | 1618
P0460-0212 | TEMP CONTR. 120/220V 50/60 | 1714
P0460-0290 | CONTROLLER FLOW 0 - 20 SLM 1/4 | #VALUE!
P0460-0294 | MASS FLOW CONTROLLER 0-5 SLPM | #VALUE!
P0460-0295C2 | THERMAL MASS,0-5 SLPM | 4060
P0460-0296 | FLOWMETER MASS 0-40SLM AIR | #VALUE!
P0460-0297 | CONTROLLER,MASS FLOW,0.4-20SLM | #VALUE!
P0460-0298 | CONTROLLER FLOW 1 - 50 SLM 3/8 | #VALUE!
P0460-0310 | BOARD SENSOR TEMPERATURE | 2022
P0460-0382 | ENCODER ASSY. ALUM.HSG. | 3320
P0460-0472 | Display | 699
P0460-0473 | VFD Communication Card, 22-COMM-E | 3241
P0460-0474 | Motor Controller, BF4500 | 2051
P0460-0640 | FLOWMETER MASS AIR/GAS 0-100 | #VALUE!
P0460-0690 | MASS FLOWMETER AIR/N2 10-200 | #VALUE!
P0460-0691 | MASS FLOWMETER AIR/N2 5-100 | #VALUE!
P0460-0740 | CONTROLLER,MASS FLOW,.6-30SLPM | #VALUE!
P0460-0741C3 | MASS FLOW CONTROLLER 2-100 SLM | #VALUE!
P0460-0744 | CONTROLLER,MASS FLOW,2-200SLM | #VALUE!
P0460-0750 | CONTROLLER,MOTOR,DC,1/50-3 HP | 1731
P0460-0751 | CONTROLLER MOTOR DC 240V INPUT | 1710
P0460-0780 | SENSOR MAGNETIC PICK-UP | 474
P0460-0873 | MASS FLOW CONTROLLER 0-20 SLPM | #VALUE!
P0460-1121 | MODULE MINI POWER SUPPLY | 1789
P0460-1441 | SUPPLY PWR 5VDC | 716
P0460-1459 | POWER SUPPLY MULTI OUTPUT | 1818
P0460-1994 | FILTER AC LINE 115-250 VAC | 122
P0460-1996 | FILTER AC 10W1 | 474
P0460-2090 | NETWORK SUPPRS C/R | 49.5
P0460-2104 | POWER STRIP 12 WITH 6 OUTLET | 352
P0460-2190 | PREAMPLIFIER PULSE SHAPER | 961
P0460-2200 | MODULE POWER ENTRY VOLT SELECT | 217
P0460-2201 | MODULE POWER ENTRY CASING ONLY | 248
P0460-2205 | AC CONNECTOR POWER ENTRY 1POLE | 76.5
P0460-2210 | FUSE DRAWER | 86.1
P0460-2211 | Fuse drawer without volt selector | 33.3
P0460-2212 | FUSE DRAWER W/ SHORTING BAR | 113
P0460-2220 | AC CONNECTOR POWER ENTRY MODUL | 149
P0460-2221 | AC CONNECTOR HSG. | 104
P0460-2223 | CONNECTOR,AC,POWER ENTRY | 136
P0460-2230 | VOLTAGE SELECTOR INSERT | 86.1
P0460-2232 | INSERT,VOLTAGE SELECTOR | 63.6
P0460-2260 | POWER SUPPLY SWITCHING 50 WATT | 1514
P0460-2270 | SENSOR HEAD FIBER OPTIC ASSY. | 670
P0460-2271 | AMPLIFIER FIBER OPTIC SEN.ASSY | 1589
P0460-2320 | POWER SUPPLY COMPACT 75MM LEN. | 3590
P0460-2350 | FILTER, AC, 1 AMP | 225
P0460-2353 | FILTER, AC, 10 AMPS | 217
P0460-2354 | FILTER, AC, 16 AMP, FN660 | 397
P0460-2357 | FILTER,AC,16AMP CURRENT RATING | 553
P0460-2361 | FILTER, AC, 6 AMPS | 375
P0460-2362 | FILTER, AC, 10 AMPS | 616
P0460-2363 | FILTER, AC, 16 AMP | 158
P0460-2371 | POWER SUPPLY,COMPUTER,90-265 | 1244
P0460-2383 | TRANSMITTER PRESSURE (2WIRE) | #VALUE!
P0460-2600 | CONVERTER RS232 TO RS485 | 1048
P0460-2692 | POWER SUPPLY,DESK TOP | 453
P0460-2700 | POWER SUPPLY,85-264 VAC | 915
P0460-2701 | POWER SUPPLY,MULTIPLE OUTPUT | 795
P0460-2752C5 | FLOWMETER, MASS, 0-360 SLPM, 1/2 | #VALUE!
P0460-2755C5 | FLOWMETER, MASS, 0-90 SLPM, 3/8 | #VALUE!
P0460-2756C5 | FLOWMETER, MASS, 0-180 SLPM, 3/8 | #VALUE!
P0460-2880 | ENCODER,ASSY,5 PIN MALE CONN. | 1564
P0460-3080 | FILTER,EMI,240VAC,1PH,16 AMP | 1701
P0460-3330 | POWER SUPPLY,150W | 973
P0460-3340C5 | TRANSMITTER,TEMP,THERM/RTD ASY | 3927
P0460-3350C5 | TRANSMITTER,PRESSURE,2 WIRE | #VALUE!
P0460-3351C5 | TRANSMITTER,PRESSURE,2 WIRE | 3852
P0460-3370 |  | 2217
P0460-3371 |  | 1489
P0460-3372 | Power Supply | 2841
P0460-3380 |  | 1252
P0460-3381 | Power Supply | 1073
P0460-3382 | Power Supply for BF 510 AB Cabinet | #VALUE!
P0460-3390 | POWER SUPPLY,100W OUTPUT VOLT | 915
P0460-3430 | FILTER,AC,DUAL-STAGE,COMPACT | 238
P0460-3431 | RP500 EMI/HARMONICS at 10A Chassis Mount Filter, Radius power | 433
P0460-3440 | Power Supply for MP-1000 | 389
P0460-3470 | MODULE,POWER ENTRY,3 PINS,6A | 253
P0460-3480C1 | RTD ASSY,EASY TEMP COMPACT | 1889
P0460-3492 | Pwr Supply, 10W, 24V | 335
P0460-3581 | ENCODER,ASSY,OPTICAL | 616
P0460-3600 | OP-76 External Power Supply | 186
P0460-3611 | Power Cord, AC, 2 Wire | 31.6
P0460-4070 | IC MK3874 | 874
P0460-4091 | BRIDGE RECT 25 A 400V VPI2540 | 45.3
P0460-4730C5 | TRANSMITTER,DIFF.PRESS.,2 WIRE | #VALUE!
P0460-7040 | MASS FLOW CONTROLLER 0-50 SLM | #VALUE!
P0460-7041 | CONTROLLER,MASS FLOW,.2-10SLM | #VALUE!
P0460-7071 | MOTOR CONTROLLER INVERTER | #VALUE!
P0460-7072 | MOTOR CONTROLLER INVERTER | #VALUE!
P0460-7150 | CONTROLLER,TEMP,120/240VAC | 445
P0460-7190 | CONTROLLER,MASS FLOW,0-20SLM | #VALUE!
P0460-7211 | CONTROLLER,MASS FLOW,0-55 SLPM | #VALUE!
P0460-7300 | CONTROLLER,TEMP,100-240VAC | 2213
P0460-7301 | CONTROLLER,TEMP,100-240VAC,SINGL | 1577
P0460-7360 | SENSOR,FOR BLOWN RUPTURE DISK | 2629
P0460-7380 | CONTROLLER,MOTOR,DC,230V,1PH | 1306
P0460-7520 | CONTROLLER,MOTOR,1/2HP | 2891
P0460-7530 | FLOWMETER,MASS,0-20SLM,1/4 | #VALUE!
P0460-7540 | FLOWMETER,THERMAL MASS,0-5SLPM | #VALUE!
P0460-7550 | RS-232/RS-422 Converte (for BioCommand) | 474
P0460-7551 | Converter, RS-485 T RS-422 | 528
P0460-7621C5 | CONTROLLER,MASS FLOW,0-25 SLPM | #VALUE!
P0460-7641C5 | CONTROLLER,MASSFLOW,0-1800SLPM | #VALUE!
P0460-7680C5 | CONTROLLER,MASSFLOW,.35-20SLPM | #VALUE!
P0460-7682C5 | CONTROLLER,MASS FLOW,.5-25SLPM | #VALUE!
P0460-7683C5 | Cntrllr,Mass Flow,0-20SLPM | #VALUE!
P0460-7697C5 | CONTROLLER,MASS FLOW,0-1SLPM | #VALUE!
P0460-7710 | CONTROLLER,MOTOR,DC,12-40DC | 824
P0460-7740C5 | CONTROLLER,MASS FLOW,.00875-.5 | #VALUE!
P0460-7741C5 | CONTROLLER,MASS FLOW,.0175-1 | #VALUE!
P0460-7750 | CONVERTER,USB,8 SER PORT ADAPTER | 2783
P0460-7751 | CONVERTER, USB 4 SERIAL PORT ADA | 2783
P0460-7760C5 |  | #VALUE!
P0460-7761C5 | CONTROLLER,MASS FLOW,0.3-15 SLPM,1/4 | #VALUE!
P0460-7762C5 | CONTROLLER,MASS FLOW,0.6-32 SLPM | #VALUE!
P0460-7763C5 | CONTROLLER,MASS FLOW,1-64SLPM,1/4 | #VALUE!
P0460-7767C5 | CONTROLLER, MASS FLOW, 2-150 SLPM | #VALUE!
P0460-7770 | CONTROLLER,MOTOR,DC,20-50VDC,30A | 1310
P0460-7782 | CONTROLLER,MOTOR,20HP | #VALUE!
P0460-7800 | CONTROLLER,MOTOR,SERVO,2 KW HP | #VALUE!
P0460-7811C5 | MASS FLOWMETER/CONTROLLER,0-100SCCM | #VALUE!
P0460-7812C5 | MASS FLOWMETER/CONTROLLER,0.1-3.0 SLPM | #VALUE!
P0460-7820 | CONTROLLER,MOTOR,2HP | 2488
P0460-7830 | Servo, Motor Cntrollr,200VAC,1PH | 3719
P0460-7840 | Motor Controller, AC, 90-265VAC, 25-1200 RPM | 2363
P0462-4247 | RESISTOR,NETWORK,3 RES,470 OHM | 20.4
P0480-0093 | MOTOR DC 1/4HP 90/100V 1750RPM | 3182
P0480-0123 | MOTOR,1-1/2HP,180A,200F,1750RP | #VALUE!
P0480-0191 | MOTOR,DC,1/50HP,47 RPM,130V | 2900
P0480-0292 | MOTOR AC 1/125HP 115V 1500RPM | 1356
P0480-0350 | MOTOR FOR LE & GLE | #VALUE!
P0480-0492 | MOTOR AC 1/20HP 115V 210 RPM | 1023
P0480-0494 | MOTOR AC 1/20HP 115/230V 30RPM | 728
P0480-0495 | MOTOR AC 1/20 115V 210RPM | 832
P0480-0496 | MOTOR AC 1/20HP 240V 210RPM | 832
P0480-0499 | MOTOR AC 1/20HP 50HP 206RPM | 832
P0480-0522 | MOTOR DC 1/50HP 130V 63 RPM | 1810
P0480-0530 | MOTOR DC 1/4HP 130A 2500RPM | 2696
P0480-0550 | MOTOR DC 1/2HP 1700-1900 RPM | #VALUE!
P0480-0871 | MOTOR AC 1/2HP 230/460V 1725RP | 2201
P0480-0881 | MOTOR DC SERVO PERM.MAGNET | #VALUE!
P0480-0920 | MOTOR AC 110V 12/14.4RPM-FINAL | 666
P0480-0931 | MOTOR DC 3/8HP 2500 RPM | 3973
P0480-0940 | MOTOR,AC,1/30HP,115V,.45 AMPS | 1631
P0480-0970 | MOTOR PERM.MAGNET DC C-FACE | #VALUE!
P0480-0971 | MOTOR PERM.MAGNET DC C-FACE | 3998
P0480-0990 | MOTOR 1/8HP 130V 2500 RPM | 1780
P0480-1060 | MOTOR AC SYNCHRONOUS 240VAC | 1173
P0480-1062 | MOTOR AC SYNCHRONOUS 240VAC | 1111
P0480-1151 | MOTOR,AC,1/120HP,1350/1125RPM | 761
P0480-1230 | MOTOR, AC, 1 HP, 1140 RPM | #VALUE!
P0480-1270 | MOTOR, STEPPING, 24 VDC | 1485
P0480-1360 | MOTOR,DC,PERM.MAG.,CONTINUOUS | 3927
P0480-1450 |  | 2542
P0480-1490 | MOTOR,DC,PERM.MAGNET | #VALUE!
P0480-1491 | MOTOR,DC,PERM.MAGNET | #VALUE!
P0480-1492 | Motor, DC, Continuous | 3411
P0480-1493 | Motor, DC, Continuous Round Face Mount IMS GEAR 6.75:1 | 3948
P0480-1510 | MOTOR,AC,SYNCHRONOUS,230VAC | 861
P0480-1560 | MOTOR,115VDC,1/15HP,1725RPM | 1664
P0480-1600 | MOTOR,BRUSHLESS,500V | 1756
P0480-1602 | BF510 Brushless Motor, 50V DC, 7:1 Gear 643 OZ-IN Torque | 3340
P0480-1604 | MOTOR, BRUSHLESS, 50VDC, 7:1 GEA | #VALUE!
P0480-1606 | Replacement Fixed-Speed Brushless Pump Motor | 3702
P0480-1611 | MOTOR,3HP,AC,230/460VAC | #VALUE!
P0480-1614 | MOTOR,1 1/2HP AC 230V 460VAC | #VALUE!
P0480-1630 | MOTOR | 1227
P0480-1684 | Servo Motor and Gear Reducer Assembly | #VALUE!
P0480-1700 | Motor, AC, Synchronous, 240VAC, 16rpm at 50Hz | 1127
P0480-1701 | Motor, AC, Synchronous, 240VAC, 24rpm at 50Hz | 1011
P0480-1702 | MOTOR, AC, 24VAC, SYNCHRONOUS | 1281
P0480-9030 | BATTERY ALKALINE AA 1.5VDC | 8.3
P0480-9091 | BATTERY 3.6V AA | 149
P0480-9120 | BATTERY 3.6V 1/2AA | 67.8
P0480-9140 | BATTERY,FOR PLC DIRECT DL205 | 190
P0480-9180 | BATTERY,LITHIUM,3VDC | 528
P0540-0160 | CARD 200T BLEACH WHITE SKIN PK | 22
P0540-1010 | PAPER CHART RUSTRAK STYLE A | 162
P0540-1082 | REPLACEMENT CHART PAPER | 134
P0540-5440 | NucleoView Software | #VALUE!
P0560-0200 | TAPE,CLOTH,DOUBLE-COATED | 428
P0580-0160 | CRYOGENIC GLOVES | 1306
P0600-0030 | INDICATOR SIGHT GLASS 316L SS | 2130
P0600-0110 | GLASS, INSULATING-WINDOW | 453
P0600-0230 | GLASS,TEMPERED PYREX LENS | 253
P0600-5091 | MONITOR,17DIAG.,28DP | #VALUE!
P0600-5100 | DISK DRIVE 3 1/2 FLOPPY | 424
P0600-5110 | HARD DRIVE, 20 GIG | 1776
P0600-5140 | CD-ROM,48X OR GREATER | 973
P0600-5230 | MONITOR, 15LCD TOUCH MONITOR | 3415
P0620-0065 | PUMP AQUARIUM 60 PULSES/SEC. | 824
P0620-0142 | PUMP 7017-10 | 1602
P0620-0261 | PUMP,LIQUID DISPENSING,115V | 1843
P0620-0300 | PUMP VACUUM 3/4HP 115/230VAC | 4060
P0620-0354 | PUMP 7017-20 | 965
P0620-0490 | PUMP HD PERIL 2-ROLR 501RLLOCK | 3590
P0620-0570 | PUMP CNTFGL 115V 60 | 973
P0620-0572C3 | PUMP,CENTRIFUGAL,1/13HP,230VAC | 4060
P0620-0573 | PUMP CNTFGL 1/25hp 230V 60H | 1364
P0620-0582 | CONDENSING UNIT REFRIG. R134a | 3440
P0620-0664 | Watson-Marlow 101 F/R, low capacity 24 rpm fixed speed pump, 220-240V, 50/60Hz, 25W | #VALUE!
P0620-0670 | Pump Head 102R | 557
P0620-0810 | COMPRESSOR | 1115
P0620-0811 | COMPRESSOR 115VAC 60HZ 1 PHASE | 1389
P0620-0812 | COMPRESSOR,3.6A,2317 BTU/HR | 811
P0620-0813 | COMPRESSOR,EM45HHR,115VAC | 2013
P0620-0850 | COMPRESSOR R-12 REFRIG. 115V | #VALUE!
P0620-0851 | COMPRESSOR CONDEN.UNIT 115VAC | 2201
P0620-0870 | CONDENSING UNIT 115V 1.92 AMPS | 2683
P0620-0921 | Watson-Marlow 520 U/R, large capacity 1-220 rpm variable speed pump with front panel auto/manual control, 220V- | #VALUE!
P0620-0940 | PUMP HEAD EASY LOAD S.S. | 1689
P0620-0942 | PUMP HEAD 2300 ML/MIN S.S. | 1801
P0620-0947 | Y TRANSFER ASSEMBLY | 466
P0620-0959 | Plumping package for Neslab ThermoFlex Recirculating Chiller | 940
P0620-1321 | HEATER CARTRIDGE 750W 240V | 840
P0620-1323 | HEATER CARTRIDGE 750W 240V | 1048
P0620-1331 | HEATER 400W 240V | 686
P0620-1340 | HEATER ASY 750W240 | 307
P0620-1381 | HEATER SPECIAL 450W 120/240V | 217
P0620-1382 | HEATER 750W 120/240V | 262
P0620-1383C3 | HEATER,450W,120/240V,ASSY. | 321
P0620-1390 | HEATER CARTRIDGE 1200W 240V | 686
P0620-1391 | HEATER 1200W CART. S.S. 240VAC | 969
P0620-1400 | HEATER CARTRIDGE 1500W 240V | 707
P0620-1402 | HEATER 1500W CART. S.S. 240VAC | 1036
P0620-1530 | HEATER MICA BAND TWO PIECE | 1810
P0620-1590C3 | PLATE,HEAT EXCHANGER,304 S.S. | 2845
P0620-1593 | HEAT EXCHANGER,PLATE,304 S.S. | 1735
P0620-1596C3 | Plate, Heat Exchanger, 316L, SS | #VALUE!
P0620-1597C3 | PLATE,HEAT EXCHANGER,316L SS | #VALUE!
P0620-1599C3 | PLATE,HEAT EXCHANGER,316L SS | 1198
P0620-1601 | Steam Generator, 208/220V, 60Hz, BioFlo | #VALUE!
P0620-1611 | LG-20 Carbon Steel Steam Generator, 208V | #VALUE!
P0620-1613 | STEAM GENERATOR 20,000W S/S | #VALUE!
P0620-1623 | GENERATOR,STEAM,25,000W,380V | #VALUE!
P0620-1652 |  | #VALUE!
P0620-1682 | STEAM GENERATOR 100,000W S/S | #VALUE!
P0620-1900 | HEATER,CARTRIDGE,850W,240V,SS | 1468
P0620-1901 | HEATER,CARTRIDGE,675W,240V,SS | 1410
P0620-1902 | HEATER,CARTRIDGE,850W,240V,SS | 986
P0620-1903 | HEATER,CARTRIDGE,675W,240V,SS | 969
P0620-1960 | EVAPORATOR,CONDENSATE,160W | 624
P0620-1991 | Heater,750W,240V,Special | 242
P0620-1992 | HEATER,650W,240V | 301
P0620-2000 | HEATER, HD CARTRIDGE,1000W,7L | 740
P0620-2320 | PUMP POSITIVE DISPLACEMENT | 2883
P0620-2400 | PUMP,HEAD,EASY-LOAD II 2900ML | 2176
P0620-2410 | MOTOR,PUMP,115VAC,60HZ,STEEL | 3278
P0620-2411 | MOTOR,PUMP,230VAC,50HZ | 3340
P0620-2411A | Masterflex Pump, fixed speed 30 rpm with Easy-Load II Pump head, 230V, 50Hz | 3062
P0620-2431 | PUMP,PERISTALTIC PUMP BOX ASSY | #VALUE!
P0620-2450 | PUMP,CENTRIFUGAL,1/6HP,230V | #VALUE!
P0620-2533 | FAN,3 BLADES,115V,50/60HZ | 487
P0620-2536 | FAN, COOLING 115 VAC | 280
P0620-2538 | FAN,COOLING,CCW,4.69SQ | 285
P0620-2550 | FAN PHENOLIC-BLACK SMALL SIZE | 330
P0620-2551 | FAN & MTR ASY 230V | 352
P0620-2552 | FAN 5 BLADES SMALL SIZE SQUARE | 339
P0620-2561 | FAN 6.75DIA. 5 OR 7 BLADES | 894
P0620-2591 | NBS G25 Shaker Fan Kit | 1269
P0620-2600 | FAN COOLING 2.4SQ 1.2THK | 208
P0620-2620 | PUMP,VACUUM,1/20HP,115VAC,60HZ | 2242
P0620-2796 | NESLAB THERMOFLEX1400 PD2 120V | #VALUE!
P0620-2798 | Neslab ThermoFlex, Recircula- ting CFC-Free, Mobile Chiller 1400 PD 2, IPR plus PRV, 230V, 50Hz | #VALUE!
P0620-2799 | Pressure Regulator (0-20 psi) for Neslab ThermoFlex Recircu- lating Chiller | 2359
P0620-2940 | Variable Speed Pump, Peristaltic | #VALUE!
P0620-2950 | PUMP,CENTRIFUGAL,230V,50HZ | 3028
P0620-2990C3 | Pump, Centrifugal, 235W HP, 230V | #VALUE!
P0620-2992C3 | PUMP,CENTRIFUGAL,76W HP,230V | 1285
P0620-3040 | FibraStage 3-Head Pump (without tubing + pump head) | 3503
P0620-3060 | PUMP,MASTERFLEX EASY-LOAD PPS,SS | 1165
P0620-3100 | HEATER,650W,100/115/230V | 441
P0620-3101 | HEATER | 449
P0620-3111C3 | PLATE,HEAT EXCHANGER,316L | 1019
P0620-3411 | PUMP,CENTRIFUGAL,1/2BARB,230V | 1028
P0620-3600 | TF50 B A 208/60 P2 THERMOFLEX RECIRCULATING CHILLER | #VALUE!
P0620-5193 | dO2 Amplifier & cables for CelliGen, 220V, 50/60Hz | #VALUE!
P0620-5361 | ADAPTER DB-9F-DB-25M | 144
P0620-5551 | Turbidity Transmitter, TRB 8300 | #VALUE!
P0620-5570 | PCB, CPU CARD, 4.5 X 4.9 | #VALUE!
P0620-5572 | PCB,6010 PC MICROCONTROLLER | 4110
P0620-5631 | INTERFACE,LC-R9 | 1419
P0620-5791 | MODULE,INPUT,PLC | 899
P0620-5801 | BASE,I/O,PLC,6 SLOT | 2038
P0620-5960 | ULT Freezer Alarm Autodialer System, for US phone system | 2263
P0620-5970 | TRANSMITTER,DO/PH/REDOX | #VALUE!
P0620-5972 | REDOX TRANSMITTER, PANEL MOUNT | 2866
P0620-5974 | Transmitter, Panel Mount (required with BioFlo 110 / 115 Redox probes) | 3024
P0620-5975 | Transmitter, Wall Mount (required with BioFlo 110 / 115 Redox probes) | 3640
P0620-6054 | CEPA Z101 | #VALUE!
P0620-6071 | HOOD PROTECTIVE TOP FOR LE | #VALUE!
P0620-6211 | CONTROLLER,PLC | 3216
P0620-6240 | MODULE,SUPPLY,24VDC | 528
P0620-6241 | MODULE,SUPPLY,230VAC | 832
P0620-6250 | MODULE,ANALOG INPUT,0-20mA | 2496
P0620-6260 | MODULE,DIGITAL OUTPUT,24VDC | 649
P0620-6270 | Module, Digital Output, 230V | 591
P0620-6280 | Module, Analog Output, 4-20mA | 1897
P0620-6290 | MODULE,BINARY SPACER | 936
P0620-6300 | CABLE KIT,UNIVERSAL,FOR PLCS | 811
P0620-6311 | MODULE,FILLER | 203
P0620-6320 | CONVERTER,RS232C TO RS422/485 | 1281
P0620-6371 | CABLE,PLC | 503
P0620-6380 | INTERFACE,PLC OPERATOR | #VALUE!
P0620-6388 | MEMORY,O1T | 969
P0620-6389 | MEMORY,O1T | 1003
P0620-6430 | Coding Ink-Jet Printer | #VALUE!
P0620-6460 | FibraStage Adapter (required for Europe) | 165
P0620-6470 | 9-Pin Signal Cable (for FibraStage) | 101
P0620-6481 | COPROCESSOR,BASIC | #VALUE!
P0620-6530 | MODULE,2PT RELAY OUTPUT | 961
P0620-6550 | CONNECTOR,PLC,15 PIN | 307
P0620-6560 | MODULE,COMMUNICATION,PLC | 4019
P0620-6581 | TRANSMITTER,CO2,M400 | #VALUE!
P0620-6602 | Single Board Computer | 2787
P0620-6611 | INTERFACE,PLC OPERATOR | #VALUE!
P0620-6621 | CONTROLLER,PLC,1.5 MB | #VALUE!
P0620-6640 | MODULE,POWER SUPPLY,PLC | 3162
P0620-6650 | MODULE,OUTPUT,PLC | 3619
P0620-6651 | MODULE,OUTPUT,PLC | 1614
P0620-6660 | MODULE,ANALOG INPUT IF8,PLC | 3890
P0620-6661 | Module, Analog Input IF4, PLC | 3370
P0620-6670 | MODULE,INPUT,PLC | 1689
P0620-6680 | Converter, Networking Device | 1714
P0620-6691 | Cable, PLC, 3 meters LG | 516
P0620-6710 | MODULE,ANALOG OUTPUT,PLC | 3444
P0620-6714 | ANALOG OUTPUT MODULE, PLC | #VALUE!
P0620-6730 | MODULE,COMPACT I/O END CAPS, PLC | 302
P0620-6870 | MODULE,MODBUS MASTER/SLAVE COMMU | #VALUE!
P0620-6920 | INTERFACE BOARD | 1248
P0620-7012 | CABLE, 15FT DB9 F/F NULL MODEM CABLE | 562
P0620-7015 | Cable, 50 feet, D89 M/F Extension Cable, Black | 188
P0620-7017 | CABLE, 25LG. | 360
P0620-7020 | MODULE,OUTPUT / INPUT,PLC | 1685
P06206-6260 | HUMIDITY TRAY FOR CO-170 (M1306)&ECO-170 | 408
P0621-1041 | Z41 SPARE PARTS, 2 YEARS | #VALUE!
P0621-1081 | Z81 SPARE PARTS, 2 YEARS | #VALUE!
P0621-10LE | LE SPARE PARTS, 2 YEARS | #VALUE!
P0622-0021 | FOOT BEARING COMPLETE LE/GLE | 3815
P0622-0070 | BELT PROTECTIVE HOOD UPPER, LE | 3195
P0622-0110 | MOTOR | #VALUE!
P0622-0130 | TOOLS, CEPA | 1231
P0622-0150 | HOOK SPANNER SIZE 30/32, CEPA | 162
P0622-0151 | HOOK SPANNER SIZE 52/55, CEPA | 474
P0622-0152 | HOOK SPANNER SIZE 40/42, Z41 | 176
P0622-0170 | THRUST PAD, CEPA | 0.87
P0622-0180 | GUIDE RING, CEPA | 181
P0622-0190 | HEAD BEARING SPRING, CEPA | 36.6
P0622-0201 | GRAPHITE GREASE, 1KG (CEPA) | 388
P0622-0210 | PROTECTIVE HOOD, CEPA | 961
P0622-0370 | SCRAPER 316 S.S., CEPA | 503
P0622-0372 | SHAVER, Z41 | 1040
P0622-0373 | SCRAPPER, Z41 | 973
P0622-0380 | PIVOT RING WRENCH (CEPA) | 1506
P0622-0460 | Z41 Motor 80L 2Z | #VALUE!
P0622-0470 | COVER,Z41,316 S.S. | #VALUE!
P0622-0540 | HOOK FOR INSERT, 316 S.S.,Z41 | 1181
P0622-0550 | NOZZLE 316 S.S. D2 MM FOR Z41 | 1003
P0622-0560 | SPRING,DISC,CEPA Z41 & Z61 | 29.1
P0622-0580 | WRENCH,OPEN END,11mm,CEPA Z41 | 58.7
P0622-1129 | KIT,ACCESSORIES & TOOLS, LE | #VALUE!
P0622-1200 | NOZZLE,FIT,Z61-Z81 | 1302
P0622-1210 | KNEE PIECE,Z81 | 578
P0622-1220 | TOGGLE,Z81 | 2005
P0622-1270 | SPINDLE,Z81,C45 | 1635
P0622-1280 | HEAD BEARING COMPLETE,LE | #VALUE!
P0622-1310 | PULLEY,FOR HEAD BEARING,Z61 | 1489
P0622-1320 | AXLE,HOLLOW,C45 | 1756
P0622-1350 | CONE,COUPL.STAR W/OUTER CONE | 703
P0622-1360 | SEAL,CYLINDER BOTTOM | #VALUE!
P0622-1390 | BRUSH,CYLINDER CLEANING,Z61 | 1023
P0622-1410 | VALVE,RUBBER,45 GR SHORE,CEPA | 167
P0622-1420 | O-RING,D35XD3,CEPA | 58.7
P0622-1460 | NOZZLE,3mm,316 SS,Z61 | 1381
P0622-1490 | NUT,HSG,PROTECTIVE SLEEVE,Z41 | 1123
P0622-1500 | GASKET,VALVE,Z41 | 81.5
P0622-1540 | NOZZLE,Z61,D1.5I,SS | 1481
P0622-1550 | HOOK SPANNER,52/55,0.06 KG | 271
P0622-1560 | WASHER,S.S.,13mm ID | 20.4
P0622-1570 | SCREW,FLAT,6X20,Z41G HANDLE | 27
P0622-1571 | SCREW,FLAT,6X16,Z41G HANDLE | 27
P0622-1580 | BALL BEARING RING | 1048
P0622-1620 | FOIL, 726X335X0, 5 PTFE | 865
P0625-0010 | KIT,COMPRESSOR | 599
P0625-0011 | Compressor Klixon, NE2134GK 230V for Innova U101 Freezer | 106
P0625-0020 | Stacking Kit (for Innova U101 Upright) | 936
P0625-0031 | CONDENSOR,TEMP PROBE ASSY | 235
P0625-0042 | KIT,COOLING FAN,230V | 1057
P0625-0044 | FAN AXIAL 254 X 89 230V | 853
P0625-0050 | HEAT EXCHANGER,TEMP PROBE ASSY | 163
P0625-0060 | KIT,STARTER,COMPRESS,T2168GK | 795
P0625-0061 | KIT,STARTER,COMPRES.,T2180GK | 761
P0625-0062 | KIT,STARTER,COMPRESSOR,T2180GK | 740
P0625-0063 | KIT,STARTER,COMPRESSOR,T2180GK | 774
P0625-0064 | KIT,STARTER,COMPRESSOR,T2178GK | 678
P0625-0065 | KIT,STARTER,COMPRESSOR,T2178GK | 786
P0625-0066 | KIT,STARTER,COMPRESSOR,T2178GK | 807
P0625-0067 | KIT,STARTER,COMPRESSOR,J2192GK | 753
P0625-0068 | KIT, STARTER, COMPRESSOR, NJ2192GJ | 828
P0625-0070 | COMPRESSOR,STARTING CAPACITOR | 499
P0625-0080 | COMPRESSOR,STARTING RELAY | 203
P0625-0110 | KEY, #325, LID HANDLE | 47.4
P0625-0111 | KEY, #850, POWER SWITCH | 21.6
P0625-0112 | Key Only Upright Door Handle - Key 790 | 47.4
P0625-0113 | KEY & LOCK,FOR UPRIGHT HANDELS | 73.6
P0625-0120 | VIP INNER DOOR SLIDE LATCH 3PK | 221
P0625-0130 | Adjustable Foot M10 | 19.1
P0625-0140 | Bung Plastic Black Premium CO2 Port - Pack of 2 | 180
P0625-0150 | Hole Plug Door Handle - Pack of 2 | 144
P0625-0151 | Hole Plug Door Handle Lock - Pack of 2 | 145
P0625-0170 | Switch Cover Assy ( Charcoal) | 212
P0625-0180 | Inner Shelf U101 | 217
P0625-0191 | Power Cord CO2/LN2 USA 115V | 56.2
P0625-0192 | Power Cord CO2/LN2 Schuko EU | 44.9
P0625-0193 | Power Cord CO2/LN2 UK 3 Pin | 57.4
P0625-0200 | CO2 Transfer Line CGA320 Assy. | 244
P0625-0201 | CO2 Transfer line BS341 Assy. | 191
P0625-0220 | CO2 Controller Kit | #VALUE!
P0625-0240 | LN2 Controller Kit | #VALUE!
P0625-0250 | Transfer line Assy LN2 Ins 2mt | 1739
P0625-0251 | Transfer line Assy LN2 Ins 3mt | 1606
P0625-0280 | Eprom CO2 Control Board v2.2 | 109
P0625-0290 | Eprom Freezer Control PCB v2.3 | 109
P0625-0291 | Eprom Freezer Control PCB v2.4 | 109
P0625-0292 | Eprom Freezer Control PCB v2.5 | 109
P0625-0293 | Eprom Freezer Control PCB v2.7 | 109
P0625-0295 | Eprom Freezer Control PCB V3.2 Special | 109
P0625-0296 | Eprom -45 Freezer Control PCB V4.0 | 109
P0625-0297 | Eprom -45 Freezer Control PCB V3.1 | 109
P0625-0298 | Eprom Freezer Control PCB V4.0 | 109
P0625-0300 | Insulation Tubing 6x9mm Back-up Ports | 11.2
P0625-0310 | CO2 CONTROL UNIT | 3548
P0625-0320 | Switch Adaptor Plates CO2 | 22.5
P0625-0330 | MANIFOLD/TRANSFER LINE,CO2 | 1115
P0625-0340 | CO2 Injector Tube VIP | 72
P0625-0341 | CO2 Injector Tube Premium | 72
P0625-0350 | Power Cord RTMS RS485 USA | 24.1
P0625-0351 | Power Cord RTMS RS485 UK | 24.1
P0625-0352 | Power Cord RTMS RS485 EU | 215
P0625-0354 | Power Cord Freezer 115V 20A U.S. | 366
P0625-0355 | Power Cord Freezer 115V 15A U.S. | 171
P0625-0356 | Power Cord Freezer - Schuko EU | 60.7
P0625-0357 | Power Cord Freezer - 3P UK | 67
P0625-0358 | Power Cord Freezer 208V 15A U.S. | 237
P0625-0370 | C660 Lid Assembly - Spare | #VALUE!
P0625-0371 | SPARE INNOVA C760 FREEZER LID | 3436
P0625-0390 | Copper Accumulator 300 x 30mm | 35.4
P0625-0400 | Heater Pad Dual Voltage 115/230v | 162
P0625-0420 | STARTER RELAY | 280
P0625-0430 | Power Switch Locking Cover - Voltage Stabilizer | 302
P0625-0440 | NBS Keyring and Fob | 6.2
P0625-0450 | Fan & Bracket Kit 230v 30 Deg | 874
P0625-0451 | Fan & Bracket Kit 115v 30 Deg | 865
P0625-0452 | FAN <(>&<)> BRACKET KIT HEF 230 V 40 DEG | 1169
P0625-0470 | Seal Dowty CO2 (manifold) - Pack of 5 | 136
P0625-0480 | Sealing Washer BS 341 CO2 Hose - Pack of 5 | 41.6
P0625-0490 | Sealing Washer CGA320 CO2 Hose - Pack of 5 | 42
P0625-0500 | POWER SUPPLY,CO2/LN2,18V,45W | 532
P0625-0511 | FAN BLADE | 45.3
P0625-0520 | U101 Outer Door | #VALUE!
P0625-0530 | LN2 Injector Tube 193mm Long | 253
P0625-0531 | LN2 Injector Tube 143mm Long | 253
P0625-0540 | Lamp Power Indicator Green | 104
P0625-0550 | Membrane Switch and Mounting Plate Uprights | 512
P0625-0551 | Membrane Switch and Mounting Plate Chests | 616
P0625-0552 | Membrane Switch and Mounting Plate U101 | 495
P0625-0553 | Membrane Switch and Mounting Plate Fisher U101 | 865
P0625-0554 | Display Keypad Blue - Membrane Switch Innova and Premium Freezers | 133
P0625-0560 | CO2 Power Lead Assembly 220V | 487
P0625-0570 | LN2 Control Unit | 3548
P0625-0580 | Display Door Cable Assembly (spare) | 420
P0625-0590 | Plastic Fan Cowl | 63.6
P0625-0610 | KEY,ALLN,4mm,U101 STACKING KIT | 53.7
P0625-0631 | Compressor L'Unite Hermetique CAJ2446Z | #VALUE!
P0625-0640 | KEY,#100,FREEZER BARREL LOCK K | 49.9
P0625-0650 | ADAPTER,LN2 TRANSFER LINE,3/8 | 36.6
P0625-0651 | ADAPTOR,LN2 TRANSFER LINE,1/2 | 72
P0625-0660 | RELAY,NBS VOLT. STABILIZER | 167
P0625-0670 | RELAY,FOR VIP PCB RELAY,FOR VI | 167
P0625-0680 | CABLE ASSY,485 INTERFACE,15M | 343
P0625-0690 | CABLE,RIBBON,485 INTERFACE | 122
P0625-0700 | RTMS RS485 Interface PCB | 749
P0625-0710 | POWER SUPPLY,CONVERTER,RTMS485 | 370
P0625-0720 | TERMINATION ASSY,RTMS CABLE | 136
P0625-0740 | Gasket Kit - U101 Door | 649
P0625-0741 | Gasket Kit - U360 Door | 716
P0625-0742 | Gasket Kit - U535 Door | 765
P0625-0743 | Gasket Kit - U725 Door | 782
P0625-0744 | Gasket Kit - C585 Lid | 736
P0625-0745 | Gasket Kit - C760 Lid | 795
P0625-0750 | CLAMP,U101 STACK KIT RUNNER | 293
P0625-0760 | U725 Rear Compressor Panel Spares Kit | 512
P0625-0761 | PANEL,U410,FRONT BASE | 986
P0625-0763 | U410 Rear Compressor Panel Spares Kit | 474
P0625-0764 | PANEL,U535,FRONT BASE | 545
P0625-0765 | PANEL,U535,FRONT BASE,VOLTSTAB | 574
P0625-0766 | U535 Rear Compressor Panel Spares Kit | 553
P0625-0767 | U570 Front Compressor Panel Spares Kit | 495
P0625-0769 | U570 Rear Compressor Panel Spares Kit | 503
P0625-0770 | U410 U570 L/H Compressor Panel Spares Kit | 449
P0625-0771 | U410 U570 R/H Compressor Panel Spares Kit | 462
P0625-0772 | U535 U725 L/H Compressor Panel Spares Kit | 470
P0625-0773 | U535 U725 R/H Compressor Panel Spares Kit | 474
P0625-0780 | PANEL,U725,FRONT BASE | 578
P0625-0781 | PANEL,U725,FRONT BASE,VOLTSTAB | 599
P0625-0840 | C760 CASCADE HEAT EXCHANG ASSY | #VALUE!
P0625-0841 | C585 CASCADE HEAT EXCHANG ASSY | #VALUE!
P0625-0850 | PCB,MAIN,BACKUP,VER3.0,FREEZER | 1115
P0625-0860 | U535 Outer Door Spare - No electronics | #VALUE!
P0625-0861 | U725 Outer Door Spare - No electronics | #VALUE!
P0625-0870 | Filter Grill Attachment Fitting Kit | 221
P0625-0891 | Copper Capillary Tube 0.052 - 30.5M Roll | 9.6
P0625-0900 | EPROM,MAIN PCB,VER 2.9,FREEZER | 185
P0625-0910 | U570 Outer Door Spare - No electronics | #VALUE!
P0625-0911 | U410 Outer Door Spare - No electronics | #VALUE!
P0625-0920 | PLATE,LATCH,INNER DOOR,U101 | 172
P0625-0921 | PLATE,LATCH,INNR DOOR,U535/725 | 190
P0625-0930 | Eprom -45 Freezer Control PCB V2.9 | 109
P0625-0940 | PLUG,BYPASS,VOLTAGE STABILIZER | 307
P0625-0942 | Voltage Stabilizer Circuit Board V2.0 | 815
P0625-0950 | INVERTER,POWER,DISP.BACKLIGHT | 131
P0625-0961 | TRANSFORMER,LOW VOLT,230V | 262
P0625-0970 | BATTERY,6V CYCLON | 265
P0625-0980 | U360 Rear Compressor Panel Spares Kit | 545
P0625-0981 | U360 Front Fixed Compressor Panel Spares Kit | 820
P0625-0982 | U360 L/H Compressor Panel Spares Kit | 936
P0625-0983 | U360 R/H Compressor Panel Spares Kit | 1040
P0625-0990 | CABLE ASSY,UPRITE FREEZER DOOR | 965
P0625-1000 | LCD Screen - Hitachi SP14N003 | 928
P0625-1011 | Fan & Bracket Kit - Innova U360 230v | 3053
P0625-1020 | Innova Front Facia / Membrane Keypad | 686
P0625-1030 | U360 Front Hinged Compressor Panel Spares Kit | 924
P0625-1040 | Control Interface pcb A1878 | 2009
P0625-1050 | SENSOR,ASSY,MAGNET.DOOR SWITCH | 428
P0625-1060 | Display Control Monitor pcb - LCD | 2646
P0625-1080 | PS2 PORT ASSY | 840
P0625-1100 | GRILL,AIR FILTER,U360 | 449
P0625-1110 | Air-Filter, Washable Spare (for Innova U360 Upright) | 51.2
P0625-1140 | Compressor Aspera T2168GK CSIR 115v | 2172
P0625-1141 | Compressor Aspera NE2134GK 230V 50Hz | 1219
P0625-1142 | Compressor Aspera NEK2134GK 115V 60Hz | 1219
P0625-1145 | COMPRESSOR,ASPERA NEK 2168 GK 230V 50HZ | 1726
P0625-1150 | STARTER,ASSY,COMPRESSOR,120V | 782
P0625-1151 | U101 Spare Run Compressor, NE2134GK | 399
P0625-1152 | U101 Spare Start Compressor, NE2134GK | 316
P0625-1153 | U101 Spare Relay Compressor, NE2134GK | 199
P0625-1170 | Padlock Adapter Kit for all upright models | 495
P0625-1180 | Extra Shelf, for Innova Model U360 | 380
P0625-1185 | EXTRA SHELF FOR MODEL U700 | 478
P0625-1200 | HEATER ASSY,VACUUM PORT VENT | 307
P0625-1211 | Condenser Water Cooled Type B8 | 2704
P0625-1220 | IEC Power Socket C20 & Clamp | 207
P0625-1230 | FUSE 2A GLASS QUICK ACTING | 104
P0625-1240 | Fuse 2A T 250v - Pack of 5 | 886
P0625-1250 | Innova U725 ABS Inner Door Assembly | 978
P0625-1251 | Innova U535 ABS Inner Door Assembly | 961
P0625-1260 | ABS Inner Door Retainer - Retro Fit | 168
P0625-1261 | ABS Inner Door Retainer - Innova | 86.1
P0625-1270 | Display / Cont PCB Assy A1202 issue 3 | 524
P0625-1280 | Spigot Spares Kit - Upright Door Handle | 258
P0625-1290 | U101 Rear Roller Spares Kit (Blue Fisher) | 357
P0625-1300 | Switch Cover Plate (Blue Fisher) | 167
P0625-1310 | Innova U101 ABS Inner Door Assembly | 828
P0625-1330 | RTMS RS232 to RS485 Converter | 1069
P0625-1340 | RTMS Screwlock Kit | 117
P0625-1350 | Compressor L-Unite AEZ2411Z | 1743
P0625-1351 | Compressor Aspera NJ2212GK 230v 50Hz | 2192
P0625-1360 | RTMS Computer Interface Cable | 109
P0625-1380 | Chest Freezer Handle Latch Pivot Plate Assy | 316
P0625-1384 | Chest Freezer Handle Latch Pin Plate | 154
P0625-1390 | Water Regulating Valve - AWR 1203 | 890
P0625-1400 | Calibration Service Kit - Innova U360 | 220
P0625-1410 | CO2 LN2 Temperature Probe Assembly | 466
P0625-1420 | CO2 LN2 Proximity Switch Assembly | 321
P0625-1430 | LN2 Injector Valve Assembly. Premium | 3004
P0625-1431 | LN2 Injector Valve Assemby. Innova VIP | 3004
P0625-1432 | CO2 Injector Valve Assembly. Innova VIP | 2271
P0625-1433 | CO2 Injector Valve Assemby. Premium | 2276
P0625-1570 | Premium Inner Door Roller Kit - Pack of 5 | 172
P0625-1590 | 1002 Freezer Control System Kit | 2467
P0625-1600 | Premium NV Vent Heater Assy | 194
P0625-1630 | New Brunswick TCA-3 Temperature Monitoring System, 60 Hz | #VALUE!
P0625-1670 | Heat Exchange | 1947
P0625-1682 | GASKET COMPLETE KIT (U410) | 724
P0625-1683 | GASKET COMPLETE KIT (U570) | 757
P0625-1684 | GASKET COMPLETE KIT (C340) | 670
P0625-1685 | GASKET COMPLETE KIT (C660) | 753
P0625-1700 | GASKET ABS INNER DOOR | 41.6
P0625-1710 | VOLTAGE STABILIZER 115V BUILT-IN | 3811
P0625-1711 | VOLTAGE STABILIZER 208V 60Hz, BUILT-IN | 3910
P0625-1721 | CASTOR SWIVEL SUSSEX STYLE 63mm | 55.7
P0625-1722 | Castor Braked Sussex Style 63m | 79.5
P0625-1730 | WATER REDUCING VALVE | 413
P0625-1741 | Freezer Control Eprom V4.3 Ultimate Freezers | 237
P0625-1840 | Inner Door Hinge Kit, Innova | 209
P0625-1850 | Inner Door Hinge Kit, Premium | 106
P0625-2010 | U725G NT Compressor modification Kit | 2796
P0625-2020 | Spare Compressor NT2178 GK 115v 60Hz Ult HEF Freezers | 1943
P0625-2030 | Innova U360 Outer Door Replacement Spare | 2508
P0625-2040 | Innova U725 Aluminum Inner Door Spare | 998
P0625-2041 | Innova U535 Aluminium Inner Door Spare | 919
P0625-2042 | Innova U360 Aluminium Inner Door Spare | 820
P0625-2043 | Innova U101 Aluminium Inner Door Spare | 740
P0625-2050 | New Brunswick A2 Temperature Monitoring System, 50 Hz | #VALUE!
P0625-2060 | Compressor Start Relay for NEK2134GK 115v 60Hz Innova U101 | 275
P0625-2070 | Compressor Starter Kit 1.262-153 for NEK2168GK 230v 50Hz ULT Freezers | 599
P0625-2071 | Compressor Starter Kit 1.262-328 for NEK2150GK 115v 60Hz ULT Freezers | 599
P0625-2072 | Compressor Starter Kit 1.262-232 for NJ2212GK 230v 50Hz ULT Freezers -45 Range | 599
P0625-2080 | U570, HEF,Outer Door Spare | 3008
P0625-2081 | U410, HEF,Outer Door Spare | 2995
P0625-2090 | Spare Key for Innova U101 Outer Door | 79.9
P0625-2100 | Chart Recorder - Mini-Chart MR | 3444
P0625-2110 | Chart Recorder Paper (100 sheets) | 275
P0625-2111 | Chart Recorder Paper Charts, range 0 to -50C | 275
P0625-2120 | Spare Key w Lock - Chart Recorder ULT Freezer Accessories | 240
P0625-2140 | Latch Kit, Compressor End Cover Innova U101 and Chest Freezers | 624
P0625-2163 | NBS Chest Freezer Hinge Retrofit Kit Models C340 <(>&<)> C585 | 1414
P0625-2165 | NBS Chest Freezer Hinge Retrofit Kit Models C660 <(>&<)> C760 | 1668
P0625-2170 | U410 Packing Case and Pallet | 1610
P0625-2200 | Spare Door for Premium U570 | 3598
P0625-2201 | Premium C660, Spare Lid | 3162
P0625-8931 | Fisher Display PCB A1202, Spare (Blue) | 861
P0626-0010 | Inner Vessel, stainless steel (for MediaMatic MM9) | 2563
P0626-0020 | Magnetic Stirrer (for MediaMatic MM9) | 807
P0626-0030 | Sterile Air Filter, 0.45μM (for MediaMatic MM9) | 89.9
P0626-0040 | Seal for Vessel Lid, replacement (for MediaMatic MM9) | 265
P0626-0050 | Dispense Fitting for media withdrawal (for MediaMatic MM9) | 277
P0626-0060 | Dispense Tube (decanting), silicone (for MediaMatic MM9) | 289
P0626-0070 | Printer Paper Roll, 1per pack (for MediaMatic MM9) | 46.6
P0626-0080 | Dispense Tube (decanting), stainless steel (for MediaMatic MM9) | 795
P0626-0090 | Temperature Sensor, double PT 100 flexible (for MediaMatic MM9) | 1918
P0626-0091 | Temperature Sensor, double PT 100 rigid (for MediaMatic MM9) | 1918
P0626-0100 | Base Plate + Flexible PT 100 Temperature Sensor (for MediaMatic MM9) | 1980
P0626-0111 | PANEL,MAGNETIC DISPLAY OVERLAY | 1206
P0626-0150 |  | 574
P0626-0160 | SAFETY DEVICE,OVERTEMP.CUTOUT | 466
P0626-0170 | PRINTER UNIT,FOR MEDIAMATIC | #VALUE!
P0626-0180 | SAFETY LID MAGNETIC SENSOR | 528
P0626-0190 | INSTRUMENT FOOT, M4 X 8MM | 23.3
P0626-0200 | FRONT INSTRUMENT PANEL | 3453
P0626-0210 | LEFT SIDE PANEL | 2367
P0626-0220 | VESSEL LID LIFT SPRING | 67.8
P0626-0230 | FLOAT SWITCH GASKET | 53.7
P0626-0240 | OUTER VESSEL FLOAT SWITCH | 3544
P0626-0250 | RIGHT SIDE PANEL | 2280
P0626-0260 | SAFETY COVER SPRING | 67.8
P0626-0270 | TOP SAFETY COVER, COMPLETE | #VALUE!
P0626-0280 | DISPLAY & DISPLAY BOARD | #VALUE!
P0626-0290 | LEFT VESSEL LID HANDLE | 666
P0626-0300 | LID PRESSURE VALVE CAP | 235
P0626-0310 | SAMPLE PORT CAP, PLASTIC | 402
P0626-0320 | LID ROTATION STOP | 499
P0626-0330 | PRESSURE GAUGE TUBE | 1048
P0626-0340 | PRESSURE SAFETY VALVE | 1731
P0626-0350 | PRESSURE VENT TUBE | 1564
P0626-0360 | RIGHT VESSEL LID HANDLE | 799
P0626-0370 | BACK INSTRUMENT PANEL | 3395
P0626-0380 | SAMPLE DISP. FITTING CAP | 649
P0626-0390 | SAMPLE DISP. FITTING O-RING | 72
P0626-0400 | RIGID TEMPERATURE PROBE O-RING | 31.6
P0626-0410 | RIGID PT100 TEMPERATURE PROBE | 2392
P0626-0420 | OUTER VESSEL PT100 TEMP PROBE | 1410
P0626-0430 | OUTER VESSEL DRAIN STRAINER | 280
P0626-0440 | SAMPLE PORT CAP STAINLESS STEE | 686
P0626-0450 | SAFETY LID LOCK SOLENOID | 869
P0626-0460 | Cooling Water Filter, MM-9 | 66.6
P0626-0480 | SOLENOID VALVE STEAM | 1256
P0626-0600 | Vessel Lock, MM9 MediaMatic | 406
P0626-0620 | Power Supply, MM9 MediaMatic | #VALUE!
P0626-0630 | Water Pump, MM9 MediaMatic | #VALUE!
P0626-0640 | 24V Compressor DC for MM9 | #VALUE!
P0628-0861 | Spare door assembly S+, Non High Temp Left Hand, 230V | #VALUE!
P0628-0863 | Spare door assembly S+, High Temp Left Hand, 230V | #VALUE!
P0628-0865 | Spare door assembly S+, High Temp Right Hand, 230V | #VALUE!
P0628-0867 | Spare door assembly S+, Non High Temp Right Hand, 230V | #VALUE!
P0628-2510 | Galaxy 170R Incubator Accessory Kit | 297
P0628-2520 | Galaxy 14 Incubator Accessory Kit | 241
P0628-2530 | Galaxy 48 Incubator Accessory Kit | 363
P0628-2540 | Foot Height Setting Jig for S41i | 160
P0628-2541 | Adapter Plate Clamping Jig (set of 2) for S41i | 196
P0628-2542 | S41i Accessory Kit | 348
P0628-2560 | Power Supply Module 24V/30V | 803
P0628-2561 | AC Power Entry Harness | 307
P0628-2570 | Terminal Block Assembly | 803
P0628-2591 | Bellows or Boot for S41i | 316
P0628-2600 | Jubilee Clip, 9-12mm for S41i | 208
P0628-2601 | Power Cord, USA, S41i | 591
P0628-2602 | Power Cord, UK, S41i | 319
P0628-2603 | Power Cord, SCHUKO, S41i | 322
P0628-2610 | Packing Set for S41i Incubator Shaker | 2063
P0628-4940 | Procell PCB for Procell Incubator | 1830
P0628-4950 | Biocenter BC 150 PCB | 1843
P0628-4960 | Biocenter BC 170 PCB for High Temp Option | 1914
P0628-4970 | Biocenter BC 170 PCB for Non-High Temp Option | 1577
P0628-4980 | Peltier Module Power Supply | 2563
P0628-5000 | CO2 Cylinder Auto-Changeover Controller (for Galaxy Incubators) | #VALUE!
P0628-5010 | Two Stage CO2 Regulator (for Galaxy Incubators, GB only) | 1689
P0628-5020 | CO2 Supply Line HEPA Filters (2) (for Galaxy Incubators) | 354
P0628-5030 | CO2 In-line Pressure Regulator (for Galaxy Incubators) | 537
P0628-5051 | SPARE O2 GAS ANALYSER TUBE (10 PACK), KITAGAWA | 874
P0628-5060 | Auto-Zero HEPA Filters (5) (for Galaxy Incubators) | 225
P0628-5070 | Additional Shelf, non- perforated (for Galaxy Incubators 48 R + 48 S) | 394
P0628-5080 | Additional Shelf, perforated (for Galaxy Incubators 48 R + 48 S) | 394
P0628-5090 | Lower Stacking Frame, with casters (for Galaxy Incubators 48 R + 48 S) | 1477
P0628-5091 | Lower and Upper Stacking Frame with casters (for Galaxy Incubator 48 R) | 2184
P0628-5100 | Multi-Position Shelf Rack (for Galaxy Incubators 48 R + 48 S) | 1394
P0628-5101 | 4 POSITION SHELF RACK SET, GALAXY 170S, B/S PLUS AND EXCELLA | 1236
P0628-5110 | Additional Shelf (Non-Perforated), Innova (M1305) | 749
P0628-5120 | EXTRA SHELF, PERFORATED, INNOV | 1173
P0628-5130 | Reinforced Shelf, Galaxy R, S, M1305 | 2026
P0628-5190 | Addnl Shelf (Perf), Galaxy 170 | 1107
P0628-5200 | EXTRA SHELF FOR CO-150 ( NON P ERFORATED ) | 820
P0628-5231 | MOBILE TABLE, 34 WIDE x 54 LONG x 25 | #VALUE!
P0628-5260 | O2 Control, 1-95% (Additional Factory-Installed Option for Galaxy Incubator 48 R) | #VALUE!
P0628-5330 | Split Inner Doors - 2 (Additional Factory- Installed Option for Galaxy Incubators 48 R + 48 S) | 3004
P0628-5340 | Building System Relays (Additional Factory-Installed Option for Galaxy Incubator 48 R) | 815
P0628-5341 | Building System Relays (Additional Factory-Installed Option for Galaxy Incubator 48 S)  | 807
P0628-5350 | Internal Sealed Power Supply (IP66) (Additional Factory - Installed Option for Galaxy Incubators 48 R + 48 S) | 2966
P0628-5400 | O2 Control, 1-95% (Additional Factory-Installed Option for Galaxy Incubator 170 R) | #VALUE!
P0628-5410 | O2 Control 0.1-19% CO170R, 230V | #VALUE!
P0628-5540 | Building System Relays (Additional Factory-Installed Option for Galaxy Incubator 170 R) | 815
P0628-5560 | Internal Sealed Power Supply (IP66) (Additional Factory - Installed Option for Galaxy Incubators 170 R + 170 S) | 2991
P0628-5612 | Copper Chamber (Additional Factory-Installed Option for Galaxy Incubators 170 R + 170 S) | #VALUE!
P0628-5651 | Building System Relays (Additional Factory-Installed Option for Galaxy Incubator 170 S) | 815
P0628-5710 | O2 Snsr Clning Cvr (5), blck, Galaxy 170, Plus, Innova CO-170 | 279
P0628-5720 | CO-48/CO170 Keypad Overlay | 587
P0628-5741 | Outer Door Assembly including Harness | 3511
P0628-5750 | FUSE,POWER SUPPLY,CO170 | 243
P0628-5751 | Mains Inlet Fuse 5A type FH (pk 5), Misc | 243
P0628-5760 | CO2 Inlet Tubing and Clips | 321
P0628-5770 | DISPLAY,CO48 & CO170 | 1294
P0628-5771 | LCD DISPLAY (COMPLETE WITH INVERTER), GALAXY 170R | 1427
P0628-5779 | NYLON SCREWS FOR DISPLAY, GALAXY 170 | 191
P0628-5780 | HOLDER,FILER,O2,CO48/170 | 595
P0628-5790 | MOX-1 O2 Sensor for CO2 Incubator | 782
P0628-5800 | EPROM,CO48 | 272
P0628-5810 | BOARD,MAIN CONTROL,CO48 | 3145
P0628-5830 | Glass Door Magnet and Strike Plate | 395
P0628-5831 | Door Magnet Plus Series Facia Galaxy 170 | 449
P0628-5840 | CO-150 Eprom | 272
P0628-5860 | FUSE,POWER SUPPLY,CO150,PK/5 | 252
P0628-5870 | VALVE ASSY,CO2,CO170,24VDC | 512
P0628-5880 | CO-170 Glass Door Assembly | 1760
P0628-5891 | 100VA Transformer for S41i | 545
P0628-5892 | 100VA Transformer Fuse Holder | 204
P0628-5893 | 100VA Transformer Fuse- 120V, 1.5A | 145
P0628-5894 | 100VA Transformer Fuse - 230V, 630mA | 342
P0628-5900 | Porous CO2 Cover (PK of 5) | 378
P0628-5901 | Rear Protective Cover for S41i | 899
P0628-5910 | VALVE ASSY,O2/N2,CO48/170 | 890
P0628-5920 | FILTERS,SENSOR,CO48/170,PK/5 | 316
P0628-5921 | Spare Hydrophobic Filters (pk 10), All | 394
P0628-5922 | Spare Hydrophobic Filters (pk 100), All | 1410
P0628-5930 | INVERTER,POWER,CO48/170 | 424
P0628-5940 | Additional Humidity Pan CO48 | 532
P0628-5950 | DOOR ASSY,OUTER,CO48,HIGH TEMP | #VALUE!
P0628-5960 | CO-150 230v Transformer Assembly | 840
P0628-5970 | CO2 Valve Assembly - 115V | 803
P0628-5980 | CO-150 Humidity Tray | 1102
P0628-5990 | CO-150 Outer Door Assembly - New | #VALUE!
P0628-6000 | KIT,REPAIR,DOOR SEAL,CO170/150 | 570
P0628-6020 | CO-170 Transformer Assembly 230V | 940
P0628-6030 | PUMP,AIR,AUTOZERO,CO48/170 | 657
P0628-6040 | BOARD,CONTROL,O2,CO48/170 | 1431
P0628-6050 | O2 Sensor Removal Tool | 255
P0628-6060 | N2 Vlve Asmbly,24VDC, Glxy48R,MiniA,Innova CO48(Post 2007) | 940
P0628-6061 | Control Valve + Flow Indicator- for 20L Canister (for Galaxy Incubators) | 328
P0628-6062 | CO2 VALVE ASSY-115V, GALAXY 48S AND MINI E | 524
P0628-6063 | CO2 VALVE ASSY-230V, GALAXY 48S AND MINI E | 541
P0628-6070 | CO48 Inner Door Seal | 453
P0628-6071 | Chamber Seal Repair Kit (Inner Glass Seal), Galaxy 170 | 412
P0628-6080 | CO-48 Door Assembly | 3873
P0628-6090 | Glass Door Bush/Clip (pk of 5) | 369
P0628-6100 | CO2 Valve Assembly 230 V | 628
P0628-6110 | CO-150 GLASS DOOR ASSEMBLY | 1552
P0628-6140 | Humidity Tray, Stainless Steel | 441
P0628-6150 | Electronic CO2 Analyzer (for Galaxy Incubators) | #VALUE!
P0628-6160 | CASTERS, INNOVA CO-170 AND EXCELLA CO-170 | 300
P0628-6170 | Multi-Position Shelf Pack (for Galaxy Incubator 14 S) | 1082
P0628-6180 | Additional Shelf, non- perforated (for Galaxy Incubator 14 S) | 666
P0628-6181 | Shelf for S41i Incubator Shaker | 890
P0628-6182 | Shelf Rack (Pair) for S41i Incubator Shaker | 1381
P0628-6200 | Additional Humidity Pan CO14 | 453
P0628-6210 | Single Inner Glass Door (Additional Factory-Installed Option for Galaxy Incubator 14 S) | 1419
P0628-6211 | Inner Glass Door (Rt),Galaxy 14 <(>&<)> Micro | 1523
P0628-6221 | Hinge Bracket for Galaxy 170 Plus Series | 240
P0628-6230 | Stacking Frame for Stacking 2 Incubators (for Galaxy Incubator 14 S) | 865
P0628-6240 | ADDITIONAL COPPER SHELF(SLD, GALAXY 170.B+/R+/S+ AND INNOVA EXC 170 | 1618
P0628-6241 | Additional Shelf, non- perforated (for Galaxy Incubators 170 R + 170 S) | 711
P0628-6250 | Extra Shelf, CU Perforated, Innova CO-17 | 1681
P0628-6251 | Additional Shelf, perforated (for Galaxy Incubators 170 R + 170 S) | 707
P0628-6260 | Humidity Tray, Copper Interior | 441
P0628-6270 | Lower and Upper Stacking Frame with casters (for Galaxy Incubators 170 R + 170 S) | 2313
P0628-6280 | O2 Control 0.1-19% (Additional Factory-Installed Option for Galaxy Incubator 48 R) | #VALUE!
P0628-6300 | Building System Relays (Additional Factory-Installed Option for Galaxy Incubator 14 S) | 815
P0628-6301 | BMS Rly Cntct Alrm, Retro-fit (Right Opening), Galaxy 14S, Micro | 1161
P0628-6320 | RS232 PORT, INNOVA CO-14 | 890
P0628-6330 | CO-14 Door Assembly - New | #VALUE!
P0628-6360 | CO-14 Inner Door Seal | 391
P0628-6370 | EPROM,CO-14 CO2 | 272
P0628-6380 | Innova CO-14 Control PCB - New | 2068
P0628-6390 | Multi-Position Shelf Pack (for Galaxy Incubator 170 S) | 911
P0628-6400 | Single Inner Door C014 | 1156
P0628-6430 | Door Switch , Galaxy R, S, B, CO170, CO150 (170-001) | 384
P0628-6431 | Door Switch, Proximity Sensor M8 with Connector | 351
P0628-6432 | Door Switch Extension Harness | 319
P0628-6470 | CO-150 Outer Door Seal | 1061
P0628-6480 | SCREW IN FEET (PK OF 4) | 241
P0628-6490 | Lower Stacking Frame, with casters (for Galaxy Incubators 170 R + 170 S) | 1044
P0628-6502 | Stacking Stand S41i | #VALUE!
P0628-6520 | Innova CO-170 (M1306) Control PCB for High Temp Models - New | 2812
P0628-6540 | GALAXY 14S 12VDC TO 230VAC INVERTER (UK PLUG) | 599
P0628-6550 | CO-14 CO2 Valve Assembly -115V | 620
P0628-6551 | CO-14 CO2 Valve Assembly 230V | 595
P0628-6560 | Innova CO-14 Silicone Outer Door Seal | 428
P0628-6561 | Outer Door Seal, All Galaxy 170, Plus Series, Innova (M1306) and Excella | 1052
P0628-6562 | Boot Seal with Clamp Ring (Pack of 4) | 1751
P0628-6570 | Innova CO-14 Top Cover Moulding | 657
P0628-6580 | CO-14 Transformer Assembly - 115V | 894
P0628-6581 | CO-14 Transformer Assembly - 230V | 907
P0628-6582 | Transformer Assembly - 110V, Galaxy 170, B+, S+ and Excella | 811
P0628-6583 | Transformer Assembly - 110V, Galaxy 170, B+, S+ and Excella | 811
P0628-6590 | CO-14 N2 Valve Assembly 230V | 803
P0628-6591 | CO-14 N2 Valve Assembly 115V | 803
P0628-6592 | N2 VALVE ASSY, 24 VDC, GALAXY 170R, R PLUS, CO-170 (M1306) | 948
P0628-6610 | Silicone Suction Pads (pk of 15) | 286
P0628-6620 | WALL MOUNTING FOR A SINGLE UNIT | 1398
P0628-6621 | Touch Screen Support Bracket | 378
P0628-6640 | Air Temperature Sensor | 437
P0628-6660 | Power PCB | 799
P0628-6661 | POWER PCB, GALAXY 170R, R+, INNOVA CO-170 (M1306) | 799
P0628-6670 | Toroidal Transformer | 1065
P0628-6680 | CO-48 CO2 Restrictor & Distribution Assembly - Complete | 367
P0628-6681 | CO2 RSTRCTOR <(>&<)> DISTRIBUTION ASSY, GALAXY 14, MICRO, INNOVA CO14 | 367
P0628-6682 | CO2 RESTRICTOR & DISTRIBUTION ASSY, ALL 170 AND 150 LITRE UNITS | 367
P0628-6690 | CO2 PRESSURE SWITCH | 338
P0628-6691 | CO2 PRESSURE SWITCH, GALAXY 48, MINI, INNOVA CO-48 | 338
P0628-6692 | Pressure Switch PCB Assembly | 682
P0628-6700 | RS232 Port Retrofit Kit, MiniA, CO48, GLXY R, CO170 | 703
P0628-6710 | BMS Rly Cntct Alrm, Retro-fit, Galaxy 48, Mini, Innova 48 | 516
P0628-6712 | BMS Rly Cntct Alrm, Retro-fit, Galaxy 170R, R+, Innova CO170M1306 | 516
P0628-6720 | Upper Stacking Frame (for Galaxy Incubators 48R + 48S) | 765
P0628-6730 | UNDER BENCH STAND 200MM HIGH WITH FEET | 1227
P0628-6731 | UNDER BENCH STAND 200MM HIGH WITH CASTORS | 1019
P0628-6740 | Split Inner Door (Left Opening), MiniGalaxy A, E, Co48 | 2213
P0628-6741 | Split Inner Door (Rt), Galaxy 48, Mini | 2213
P0628-6753 | Replacement Door, CO170 | #VALUE!
P0628-6756 | CO170P REPLACEMENT DOOR, 230V, STD TEMP | #VALUE!
P0628-6770 | Humidity Alert Package (Display and Alarm) (Additional Factory- Installed Option for | #VALUE!
P0628-6780 | Split Inner Doors - 4 (Additional Factory- Installed Option for Galaxy Incubators 170 R + 170 S) | #VALUE!
P0628-6781 | Split Inner Doors - 8 (Additional Factory- Installed Option for Galaxy Incubators 170 R + 170 S) | #VALUE!
P0628-6800 | Aktive Humidification (Additional Factory- Installed Option for Galaxy Incubator 170 R) | #VALUE!
P0628-6810 | Cooling System(below ambient) (Additional Factory- Installed Option for Galaxy Incubator 170 R) | #VALUE!
P0628-6820 | Humidity Alert Package(Alarm and sensor) CO170 | #VALUE!
P0628-6831 | Electronic CO2 + O2 Analyzer (for Galaxy Incubators) | #VALUE!
P0628-6832 | Electronic CO2 + O2 Analyzer with °C + RH meas. (for Galaxy Incubators) | #VALUE!
P0628-6860 | CO-150 Service Manual | 458
P0628-6870 | CO-170 Control PCB for High Temp 230V Units | 3153
P0628-6871 | CO-170 Control PCB for High Temp - 115V Units | 3232
P0628-6921 | Keypad Overlay, CytoCell Plus Galaxy 170 | 828
P0628-6922 | Keypad Overlay, Microgalaxy Galaxy 14 | 532
P0628-6923 | Keypad Overlay, MMM CytoCell Galaxy 170 MMM | 761
P0628-6924 | Keypad Overlay, Procell Galaxy 170 | 636
P0628-6930 | Excella ECO-170 CO2 Valve - 110V | 541
P0628-6931 | Excella ECO-170 CO2 Valve - 230V | 541
P0628-6950 | Shelf Rack Silicone Spacers (set of 12) | 276
P0628-6960 | Shelf Rack Silicone Feet (set of 6) | 264
P0628-6970 | Inlet Fuse 10A type FH (pk of 5) | 243
P0628-6980 | Chamber Seal Repair Kit - 8 Inner Door | 636
P0628-6981 | Chamber Seal Repair Kit - 4 Inner Door | 636
P0628-6982 | Chamber Seal Repair Kit - Single Inner Door | 491
P0628-6983 | Chamber Seal Repair Kit - No Inner Door | 491
P0628-6991 | Outer Door Seal, S41i | 657
P0628-7000 | Innova CO-170 (M1306) Extension PCB | 757
P0628-7030 | Innova CO-170 (M1306) Keypad | 483
P0628-7031 | Keypad, G48R, Mfg Pre Mar. 2011 | 424
P0628-7040 | Innova CO-170 (M1306) Control PCB -New | 2937
P0628-7050 | Power Supply Fuse 100mA(Pack of 5) | 329
P0628-7051 | Power Supply Fuse 200mA(Pack of 5) | 263
P0628-7052 | PwrSplyFse315mA(5)220/240V,Glxy48R, A,CO48,Gxy170R,R,Inva | 250
P0628-7060 | CO-150 Moulded Glass Door Hinges (Pair) | 228
P0628-7061 | Bottom Hinge Moulding for S41i | 196
P0628-7062 | Top Hinge Molding for S41i | 196
P0628-7070 | Molex Connector 5 Way (Pack of 5) | 275
P0628-7071 | MOLEX CONNECTOR 3 WAY (PK OF 5), MISC | 261
P0628-7072 | MOLEX CONNECTOR 4 WAY (PK OF 5), MISC | 269
P0628-7073 | MOLEX CONNECTOR 6 WAY (PK OF 5), MISC | 286
P0628-7074 | MOLEX CONNECTOR 8 WAY (PACK OF 5), MISC | 302
P0628-7075 | MOLEX CONNECTOR 10 WAY (PK OF 5), MISC | 308
P0628-7080 | O2 Solenoid Valve Assembly | 948
P0628-7100 | Innova Control PCB with O2 Expansion Board | 2746
P0628-7110 | Chamber Element Sensor | 411
P0628-7120 | Pack of 100 Cable Ties 295 x 3.6 | 282
P0628-7121 | Pack of 100 Cable Ties 100 x 2.5 | 246
P0628-7122 | PACK OF CABLE TIES FOR DOOR HARNESS GALAXY 170 | 208
P0628-7130 | CO2 Tubing Clips (Pack of 6) | 140
P0628-7140 | Innova CO-48 O2 Protection cover (Pack of 5) | 244
P0628-7150 | Molex Hand Tool | 508
P0628-7160 | Inlet Fuse 8A type FH (pk of 5) | 242
P0628-7170 | ON/OFF Switch | 250
P0628-7180 | Door Switch for Innova CO-170 & Excella ECO-170 | 369
P0628-7190 | Pads for Incubator Feet (Pack of 4) | 104
P0628-7200 | Additional Shelf, perforated (for Galaxy Incubator 14 S) | 512
P0628-7210 | Calibration 5%, CO2, 105 L Disposable Canister (for Galaxy Incubators) | 840
P0628-7211 | Calibration 5%, CO2, 20 L, Disposable Canister (for Galaxy Incubators) | 328
P0628-7212 | CALIBRATION GAS, 105L CYL 10% CO2 | 799
P0628-7220 | Two Stage N2 Regulator (for Galaxy Incubators, GB only) | 1689
P0628-7221 | 0.3L/min Flow Regulator with pressure Gauge (for Galaxy Incubators) | 899
P0628-7222 | 2- Stage N2 Regulator, ALL O2 INCUBATORS | 2413
P0628-7240 | Silicone Sealant-Clear type DC 785, All | 396
P0628-7251 | Platform Sensor | 936
P0628-7252 | Temperature Sensor | 674
P0628-7260 | UPPER STACKING FRAME | 1556
P0628-7270 | MOX-1 O2 Sensor for 0.1-19% O2 | 1156
P0628-7310 | CO2 INLET CONNECTOR, ALL | 252
P0628-7320 | EPROM, GALAXY 14S | 272
P0628-7321 | EPROM, GALAXY 48R | 272
P0628-7322 | EPROM, GALAXY 48S | 272
P0628-7323 | EPROM, GALAXY 170R | 272
P0628-7340 | GALAXY 14S CONTROL PCB, GALAXY 14S | 2068
P0628-7341 | GALAXY 48S CONTROL PCB, GALAXY48S | 1589
P0628-7342 | GALAXY 48R CONTROL PCB, GALAXY 48R | 3220
P0628-7343 | GALAXY 48R CONTROL PCB HIGH TEMP, GALAXY 48R | 3220
P0628-7344 | GALAXY 170R CONTROL PCB FOR NON HIGH TEMP, GALAXY 170R | 3016
P0628-7345 | GALAXY 170R CONTROL PCB FOR HIGH TEMP, GALAXY 170R | 3016
P0628-7346 | GALAXY 170S CONTROL PCB FOR NON HIGH TEMP, GALAXY 170S | 1527
P0628-7347 | GALAXY 170S CONTROL PCB FOR HIGH TEMP, GALAXY 170S | 1439
P0628-7350 | CONTROL PCB WITH O2 EPANSION BOARD, GALAXY 14S | 2920
P0628-7360 | COOLED CDONTROL PCB*,GALAXY 170, PLUS, INNOVA CO-170 (M1306) | 3162
P0628-7370 | M3 Nut Runner Fitting Tool | 415
P0628-7380 | GALAXY 14S KEYPAD OVERLAY, GALAXY 14S | 314
P0628-7381 | GALAXY 48R MEMBRANE KEYPAD, GALAXY 48R | 532
P0628-7382 | GALAXY 48S KEYPAD OVERLAY, GALAXY 48S | 342
P0628-7383 | GALAXY 170R MEMBRANE KEYPAD AND DISPLAY PLATE, GALAXY 170R | 574
P0628-7384 | GALAXY 170S OVERLAY KEYPAD AND DISPLAY PLATE, GALAXY 170S | 428
P0628-7390 | Galaxy 14 Door Assy (RH), Galaxy 14S | #VALUE!
P0628-7392 | Glxy48 Dr Assy HiTemp (RH), Galaxy 48R | #VALUE!
P0628-7394 | Glxy170R STD Otr Door Assy (RH) 220/240V | #VALUE!
P0628-7396 | Glxy170R HT Otr Dr Assy (RH), 220/240V | #VALUE!
P0628-7398 | Glxy 170S STD Otr Dr Assy (RH), 220/240V | #VALUE!
P0628-7400 | GLXY170S HT OUTER DR ASSY (RH) 220/240V | #VALUE!
P0628-7410 | Lifting Handles (pk of 4), Galaxy 170 | 371
P0628-7420 | Outer Door Handle, Galaxy 170 | 361
P0628-7430 | Cable Conduit, Galaxy 170 | 280
P0628-7440 | Door Conduit, Galaxy 170 | 262
P0628-7450 | Assorted Magnets for Service, All | 255
P0628-7451 | Magnet Holder Assembly | 164
P0628-7460 | Single Inner Glass Door System (Left), Galaxy 170 | 1007
P0628-7461 | Single Inner Glass Door System (Right), Galaxy 170 | 1107
P0628-7480 | Multi inner door Cam handle kit, Galaxy 170 | 246
P0628-7489 | Replacement Inner Door Cam Kit, Galaxy 170 | 253
P0628-7490 | Inner Glass Door Hinge (pair), Galaxy 170 | 266
P0628-7500 | Inner Glass Door Latch for Large Cam, Galaxy 170 | 368
P0628-7501 | Latch Handle and associated hardware for S41i | 371
P0628-7510 | InrGlsThrd Insrt (8), Galaxy 48 and 170,Mini and Innova 48, Plus, Excella, CO170 | 246
P0628-7520 | Top Cover, Galaxy 14S | 553
P0628-7521 | Toper Cover and Overlay Keypad Galaxy 48S | 1231
P0628-7530 | Fuse Holder, All (except standard) | 267
P0628-7540 | MOX O2 Zeroing Kit, All | 1260
P0628-7550 | O2 Sensor Filter Hldr + 2 filters | 940
P0628-7560 | O2 Sensor Cable, All | 349
P0628-7570 | O2 Sensor Access Plug/Bezel, All | 1003
P0628-7580 | RS232 Cable (15m), All | 503
P0628-7581 | RS232 Serial - USB Adapter Cable, All | 757
P0628-7590 | Humidity Tray Water Level Sensor, Galaxy 48 and Mini, Innova CO-48 | 1477
P0628-7600 | RH Sensor, Galaxy 170R, R+, Innova CO170 (M1306), Mini A and CO48 (HT) | 973
P0628-7610 | Pltir Mod, Plastic Housing for Cooled, Galaxy 170, Plus | 894
P0628-7620 | Bffle Plte for Cooled, Galaxy 170, Plus, Innova CO-170 (M1306) | 1248
P0628-7630 | 25mm Access Port O-ring set, set/5, all | 249
P0628-7640 | 25mm Access Port Plug,Silicone,Pk/2,all | 310
P0628-7641 | Blanking Plug M8 | 165
P0628-7642 | Blanking Plug M10 | 153
P0628-7650 | IP66 Cable, All | 1019
P0628-7660 | Spare Inlet Filter | 474
P0628-7670 | PM-COM SOFTWARE W/IrDA INTERFACE CABLE, CO2 ANALYSERS | 1760
P0628-7671 | PLUS-COM SOFTWARE W/IrDA INTERFACE CABLE, COMBINE CO2 AND O2 | 1681
P0628-7690 | CERT. OF ANALYSIS FOR CALIBRATION GAS | 243
P0628-7691 | BATCH CERTIFICATE OF ANALYSIS FOR CALIBRATION GAS | 243
P0628-7710 | 1M SAMPLE TUBE WITH CONNECTOR, ALL GALAXY ANALYSERS | 241
P0628-7730 | SCREW-IN FEET (PK OF 4) | 256
P0628-7740 | PACKING SET | 495
P0628-7741 | PACKING SET | 886
P0628-7742 | PACKING SET | 911
P0628-7750 | VARISTOR FOR 230V (PACK OF 2) | 211
P0628-7751 | VARISTOR FOR 110V (PACK OF 2) | 197
P0628-7752 | Varistors (MOV) 120V | 185
P0628-7753 | Varistors (MOV) 230V | 185
P0628-7770 | Stacking Kit CO2 UMCU | 1331
P0628-7780 | Calibration 5%, O2, 105 L Disposable Canister (for Galaxy Incubators) | 874
P0628-7800 | ADD CARRING CASE ANALYZER | 811
P0628-7810 | USB LEAD | 202
P0628-7820 | RH Probe Flying Lead | #VALUE!
P0628-7830 | RH Probe Direct fix | #VALUE!
P0628-7840 | PC DOWNLOAD | 2022
P0628-7850 | REG AND TUBING | 2022
P0628-7860 | SPARE WATER FILTERS (5) | 1552
P0628-7870 | SPARE SAMPLE TUBE | 135
P0628-7880 | TEMPERATURE PROBE 100MM TIP | 811
P0628-7881 | TEMPERATURE PROBE 5MM TIP | 337
P0628-7890 | ANALYZER, CO2, O2 AND RH GA | #VALUE!
P0628-7900 | MAINS BATTERY CHARGER | 337
P0628-7910 | AHS UVC TUBE | 282
P0628-7920 | AHS Fill Tube | 649
P0628-7930 | UV Light Sensor PCB | 840
P0628-7940 | AHS Water Tank Gasket | 201
P0628-7950 | AHS Starter 230V | 201
P0628-7960 | AHS Pump Tubing 0.2M | 305
P0628-7970 | AHS Peristalic Pump | 919
P0628-7971 | 5V Miniature Diaphragm Pump and Harness | 487
P0628-7980 | AHS Fan | 666
P0628-7990 | AHS Ballast 230V | 357
P0628-8010 | AHS UV Light Sensor | 824
P0628-8030 | INNER DOOR PRESSURE VENT | 203
P0628-8040 | WIRE HARNESS ASSEMBLY CO170S | 815
P0628-8050 | HARNESS WARRENTY KIT | 815
P0628-8060 | DOOR HARNESS ASSEMBLY CO-170R | 1011
P0628-8061 | Door Harness Routing Modification | 453
P0628-8070 | GALAXY 14 DOOR ASSEMBLY R/H | #VALUE!
P0628-8080 | 170R CONTROL PCB WITH ACTIVE RH | 2629
P0628-8081 | Universal Motor Control Board | 1252
P0628-8090 | TOROIDAL TRANSFORMER 115V | 1115
P0628-8100 | SHELF RACK STANDARD (PAIR) | 703
P0628-8130 | Service <(>&<)> Calibration for CO2 Unit | 2800
P0628-8180 | Inline CO2 PTFE Filter, GALAXY Analyzers | 240
P0628-8241 | Extension PCB (All Cooled Options) Innova CO-170 Plus (M1306), Galaxy R Plus (170-300P) | 1094
P0628-8242 | Extension PCB (All Options except Cooled Option) Innova CO-170 (M1305), Galaxy R (170-300) | 957
P0628-8290 |  | 2954
P0628-8350 | CO2 RESTRICTOR AND DISTRIBUTION ASSY | 433
P0628-8360 | Retro-fit 4 split inner door for Galaxy 170 incubators | 3915
P0628-8361 | Inner Glass Door Assembly for S41i | 1310
P0628-8362 | Inner Glass Door Panel for S41i | 969
P0628-8363 | Inner Glass Door Latch for S41i | 290
P0628-8370 | 8 Inner Door Retro (CO170) | 4068
P0628-8371 | Inner Glass Door Hinge Bracket, Top, including associated hardware | 224
P0628-8372 | Inner Glass Door Hinge Bracket, Bottom, including associated hardware | 224
P0628-8380 | single glass door, from a 4inner glass door assembly (CO170) | 874
P0628-8390 | single glass door, from a 8inner glass door assembly (CO170) | 1094
P0628-8419 | BMS Retrofit Kit, 48S | 462
P0628-8470 | Door Switch, 170R/S | 441
P0628-8471 | Door sw; Tilt sw; CO2 Pressure sw; Harness | 231
P0628-8490 | Renggli Unit PCB <(>&<)> Keypad, 100x100x100, for BC 175 (Galaxy) | 1248
P0628-8510 | Door Assy, RH, Galaxy48 | 3191
P0628-8520 | Door Assy, RH, Non HT, 48S | #VALUE!
P0628-8550 | Right Hand Shelf Rack for Split Inner Door (for Galaxy Incubators CO48 R + 48 S) | 1111
P0628-8551 | Left Hand Shelf Rack for Split Inner Door (for Galaxy Incubators CO48 R + 48 S) | 1111
P0628-8560 | CO2 Check Valve | 13.7
P0628-8582 | EXTENSION PCB, AHS, GALAXY 170R | 1206
P0628-8593 | Spare Door Assembly R+, High Temp, Left Hand Opening, 230V | #VALUE!
P0628-8594 | Spare Door Assembly R+, Non High Temp, Right Hand Opening, 230V | #VALUE!
P0628-8595 | Spare Door Assembly R+, Non High Temp, Left Hand Opening, 230V | #VALUE!
P0628-8610 | TOP COVER <(>&<)> KEYPAD ASSY, GALAXY 48R | 1930
P0628-8620 | Heat Sink Kit, Galaxy 170 | 566
P0628-8621 | Universal I/O Controller/ Heat Sink Universal Controller | 2446
P0628-8630 | UV Sensor Kit, AHS Tank | 990
P0628-8640 | 170R 110V OUTER+4MID Outer Plus Multi Inner Door | #VALUE!
P0628-8641 | 170R 230V OUTER+4MID Outer Plus Multi Inner Door | #VALUE!
P0628-8642 | 170R 110V OUTER+4MID COOLED Outer Plus Multi Inner Door | #VALUE!
P0628-8643 | 170R 230V OUTER+4MID COOLED Outer Plus Multi Inner Door | #VALUE!
P0628-8650 | 170S 110V OUTER DDOR OUTER DOOR PRESSED EMP | #VALUE!
P0628-8651 | Single Inner Glass Door (CO170) PRESSED EMP | 840
P0628-8660 | 170S 230V OUTER DDOR OUTER DOOR PRESSED EMP | #VALUE!
P0628-8661 | MID CAM Handle SPARE, (CO170) | 188
P0628-8670 | Rack Spacers, Galaxy 14 | 18.7
P0628-8671 | MID Glass Hinge Assembly SPARE, (CO170) | 163
P0628-8672 | IGD Hinge SPARE, CO170 | 141
P0628-8673 | MID Top Hinge Moulding SPARE, CO170 | 145
P0628-8674 | Outer Door, Top Hinge for S41i | 491
P0628-8675 | Outer Door, Bottom Hinge for S41i | 381
P0628-8681 | MID Glass Latch Assembly SPARE, CO170 | 137
P0628-8683 | Latch Cover | 312
P0628-8684 | Door Latch Bracket | 272
P0628-8685 | Striker - Latch | 283
P0628-8690 | 4 Sealing Inner Glass Door for Right Hand Opening units Pre October 2011 CO-170 | 1872
P0628-8691 | 4 Sealing Inner Glass Door for Right Hand Opening units with Cooled Pre October 2011 CO-170 | 1872
P0628-8692 | 8 Sealing Inner Glass Door for Right Hand Opening units Pre October 2011 CO-170 | 3586
P0628-8693 | 8 Sealing Inner Glass Door for Right Hand Opening units with Cooled Pre October 2011 CO-170 | 3586
P0628-8694 | 4 Split Inner Door MID SPARE PRESSED EMP | #VALUE!
P0628-8695 | 4 Split Inner Door RH + Cooled MID SPARE PRESSED EMP | #VALUE!
P0628-8696 | 8 Split Inner Door RH MID SPARE PRESSED EMP | #VALUE!
P0628-8697 | 8 Split Inner Door RH + Cooled MID SPARE PRESSED EMP | #VALUE!
P0628-8698 | MID 4 Seal <(>&<)> Silicon SPARE, CO170 | 265
P0628-8699 | MID 8 Seal <(>&<)> Silicon SPARE, CO170 | 244
P0628-8700 | 170R 110V OUTER DDOR OUTER DOOR PRESSED EMP | #VALUE!
P0628-8701 | 170R 230V OUTER DDOR OUTER DOOR PRESSED EMP | #VALUE!
P0628-8702 | MID 4 Glass SPARE, CO170 | 252
P0628-8703 | MID 8 Glass SPARE, CO170 | 201
P0628-8710 | 170S 110V OUTER+4MID Outer Plus Multi Inner Door | #VALUE!
P0628-8711 | 170S 230V OUTER+4MID Outer Plus Multi Inner Door | #VALUE!
P0628-8712 | 170S 110V OUTER+8MID Outer Plus Multi Inner Door | #VALUE!
P0628-8713 | 170S 230V OUTER+8MID Outer Plus Multi Inner Door | #VALUE!
P0628-8714 | 170R 110V OUTER+8MID Outer Plus Multi Inner Door | #VALUE!
P0628-8715 | 170R 230V OUTER+8MID Outer Plus Multi Inner Door | #VALUE!
P0628-8716 | 170R 110V OUTER+8MID COOLED Outer Plus Multi Inner Door | #VALUE!
P0628-8717 | 170R 230V OUTER+8MID COOLED Outer Plus Multi Inner Door | #VALUE!
P0628-8720 | 170S 110V OUTER DOOR OUTER DOOR FABRICATED EMP | #VALUE!
P0628-8721 | 170S 230V OUTER DOOR OUTER DOOR FABRICATED EMP | #VALUE!
P0628-8722 | 170R 110V OUTER DOOR OUTER DOOR FABRICATED EMP | #VALUE!
P0628-8723 | 170R 230V OUTER DOOR OUTER DOOR FABRICATED EMP | #VALUE!
P0628-8730 | Mains Power Cord Galaxy 170 <(>&<)> 48 | 453
P0628-8731 | Mains Power Cord, 14S | 537
P0628-8740 | CO2 SENSOR WITH FLYING LEADS, WITH AUTO-ZERO GALAXY 170R/S, GALAXY 48R,Incubator | 1722
P0628-8741 | CO2 SENSOR WITH MOLEX HEADER, WITH AUTO-ZERO TAP COMPACT SELECT, OLDER PRODUCTS Incubator | 1722
P0628-8750 | CO2 Sensor, Update Kit Galaxy 170R Galaxy 48R Incubator | 3191
P0628-8751 | CO2 Sensor, Update Kit Galaxy 170S 230V Incubator | 2991
P0628-8752 | CO2 Sensor, Update Kit Galaxy 170S 120V Incubator | 2987
P0628-8754 | CO2 Sensor, Update Kit Galaxy 48S Galaxy14S 230V and 120V Incubator | 2026
P0628-8760 | Solenoid Valve, 24V, Auto Zero GALAXY 170R, GALAXY 48R, Incubator | 740
P0628-8761 | Solenoid Valve, 230V, AC, Auto Zero GALAXY 170S, 230V Incubator | 740
P0628-8762 | Solenoid Valve, 120V, AC, Auto Zero GALAXY 170S, Incubator | 624
P0628-8763 | 120V CO2/N2 Solenoid Valve | 326
P0628-8764 | 12V Solenoid Valve, Auto-Zero | 732
P0628-8770 | Control PCB,Solenoid Valve, Auto Zero GALAXY 170S 230V and 120V Incubator | 728
P0628-8780 | Top Hinge Bracket, 170 | 167
P0628-8790 | CO2 Sensor, Molex Head, No Zero TAP COMPACT SELECT, OLDER PRODUCTS Incubator | 1718
P0628-8800 | R+ BOARD 2, 1-19% O2, 1-95% O2, RH, COOLED GALAXY 170R Incubator | 1048
P0628-8801 | Extension PCB, All Except Cooled | 1040
P0628-8810 | Auto-Zero Pump, Galaxy 170S | 878
P0628-8820 | MMM170S CONTROL PCB FOR HIGH TEMP DECOM UNITS | 1256
P0628-8830 | MMM170S CONTROL PCB FOR NON HIGH TEMP DECOM UNITS | 1281
P0628-8840 | Solid State Relay,170S,S Plus | 394
P0628-8850 | Lower Hinge Bracket, Galaxy 170 | 173
P0628-8871 | AC Input Power Supply PS01; PS02 | 524
P0628-8872 | 230V Power Cord, SCHUKO, 14S | 352
P0628-8890 | Sensor, Water Level, Galaxy 170 AMS | 397
P0628-8900 | KEYPAD, INCLUDING DISPLAY, MMM170 | 636
P0628-8910 | TUBING, TINTED, PRESSURE SWITCH, GALAXY 170 | 174
P0628-8920 | Display Bezel Assembly incl inlay, front gasket, <(>&<)> positioning bracket | 2766
P0628-8930 | Display PCB | 1152
P0628-8940 | Touch screen including rear gasket | 1294
P0628-8950 | USB Harness | 365
P0628-8951 | 24VDC Harness | 213
P0628-8952 | Motor Power Harness | 213
P0628-8953 | RS485 Motor Control Harness | 321
P0628-8954 | Universal Controller 12VDC Harness | 328
P0628-8955 | CO2 Valve Harness | 217
P0628-8956 | Ethernet Harness, including mounting components | 291
P0628-8957 | Mains Heater Harness TB1 to I/O Board | 290
P0628-8958 | CO2 Auto Zero Valve Harness | 309
P0628-8959 | CO2 Sensor Harness | 218
P0628-8960 | Display Bezel Mounting Bracket | 308
P0628-8970 | Push/Pull Connector Pin | 155
P0628-8971 | Push/Pull Connector Receptacle | 147
P0628-8980 | 24VDC Base Fan Assembly | 307
P0628-8990 | Mains Inlet Switch (Circuit Breaker) | 566
P0628-8991 | Circuit Breaker Harness | 483
P0628-8992 | Mains Inlet Socket | 165
P0628-8993 | Mains Inlet Filter | 424
P0628-9000 | Foot Shield, Lefthand Side | 466
P0628-9001 | Foot Shield, Right Side | 466
P0628-9003 | Foot Shield, Front | 1127
P0628-9020 | Pump for Galaxy G100 CO2 Analyzer | 1169
P0628-9030 | Rubber Sides/Keypads for Galaxy G100 CO2 Analyzer | 424
P0628-9040 | O2 Sensor for Galaxy G100 CO2 Analyzer | 1169
P0628-9050 | Battery for Galaxy G100 CO2 Analyzer | 424
P0628-9060 | Rear Label for Galaxy G100 CO2 Analyzer | 106
P0628-9070 | Filters (5 pack) for Galaxy G100 CO2 Analyzer | 761
P0628-9080 | Foot for S41i Incubator Shaker | 234
P0640-0170 | BOTTLE 3 1/2 GAL 238mm DIA. | 1672
P0640-0180 | VIAL GLASS W/CAP 25CC | 24.1
P0640-0270 | CYLINDER,25mL,BLUE BASE | 253
P0640-0360 | CYLINDER AIR PISTN | 907
P0640-0380 | SPRING GAS PISTON 20EXTENDED Innova 43XX | 217
P0640-0382 | SPRING GAS PISTON CYLINDER Innova 40XX | 185
P0640-0383 | SPRING GAS PISTON CYLINDER Innova 44XX | 172
P0640-0384 | SPRING,GAS PISTON CYLINDER | 126
P0640-0385 | DAMPENER, SLAM PREVENTING | 415
P0640-0390 | BOTTLE,2000ML,5.250DIA,GLASS | 649
P0640-0400 | COLLECTING TRAY UPPER FOR LE | 2854
P0640-0401 | COLLECTING TRAY,LOWER, FOR LE | 2962
P0640-0420 | SOAKER BOTTLE, STORAGE OF PH ELECTRODES (PKG 4) | 71.1
P0640-0450 | BOTTLE 500mL 86mm DIA. GLASS | 217
P0640-0470 | 250ML POLYCARBONATE BOTTLE W/POLYPROPYLENE SCREW CLOSURE | 71.1
P0640-0471 | 1L POLYCARBONATE BOTTLE W/POLYPROPYLENE SCREW CLOSURE | 166
P0640-0480 | 2L POLYCARBONATE BOTTLE W/POLYPROPYLENE SCREW CLOSURE | 166
P0640-0500 | CASE OF SAMPLE VIALS & CAPS, HOLDS 40ML | 620
P0640-0518 | FibraStage Bottle Opener | 1364
P0640-0531 | SAMPLING BOTTLE ASSY | #VALUE!
P0640-0541 | BOTTLE,500mL,83mmOD,GLASS | 136
P0640-0590 | DAMPER,HYDRAULIC,3.94STROKE | 661
P0640-0600 | Cell Dissociation Tool (for FibraStage) | 1094
P0640-0610 | Crystal Violet dye (100 mL for cell counting – Nucleus counting kit) (for FibraStage) | 273
P0640-0620 | FibraStage Bottle Cap Continuous System Options | 97.3
P0640-1070 | CONE CEPA MODEL LE | 516
P0640-2140 | COVER FOR 2 1/2IN | 45.3
P0640-2300 | LOAD CENTER 70AMP | 325
P0640-2520 | PANEL ABS 3.81H 12W | 99.4
P0640-2930 | CARTON, FOR I26 / I26R | 316
P0640-3160 | CARTON,CARDBOARD,BF310 VESSELS | 53.7
P0640-7150 | COVER TRAY FOR LE CENTRIFUGE | 1427
P0640-7170 | 1/2 Height Basket (Autoclave Accessories) | 1123
P0640-8060C | PRESSURE VESSEL, 5 GAL. | #VALUE!
P0640-8061C | VESSEL MODEL 74 5 GAL. | #VALUE!
P0640-8070C | PRESSURE VESSEL, 2 GAL. | 3349
P0640-8860 | 500 mL MEDIA / SUPPLEMENT ADDITION BAG | 503
P0640-8861 | 1L MEDIA / SUPPLEMENT ADDITION BAG | 541
P0640-8862 | 5L MEDIA / SUPPLEMENT ADDITION BAG | 907
P0640-8863 | 10L MEDIA / SUPPLEMENT ADDITION BAG | 986
P0640-9040 | BAG PLYE .003T 20W13D39LG. | 8.7
P0640-9180 | CARTON KIT CAP + S | 379
P0640-9790 | CARTON SLEEVE FOR INNOVA 4230 | 253
P0640-9791 | CARTON SLEEVE CAP INNOVA 4230 | 162
P0640-9930 | CARTON,INNOVA 4400 PLATFORMS | 53.7
P0646-0010 | Flow Control Valve for EX-2000 | 2317
P0646-0020 | Sample Gas Filter Assembly for EX-2000 | 3257
P0646-0030 | EX-2000 FILTER ELEMENT | 545
P0646-0040 | Gas Sample Input Selector for EX-2000 | 990
P0646-0050 | Flow Meter for EX-2000 | 1556
P0646-0060 | DC Sample Pump for EX-2000 | 3033
P0646-0070 | Sample Pressure/Vacuum Gauge for EX-2000 | 944
P0646-0080 | Carbon Dioxide Sensor Assembly (includes PCB) for EX-2000 | #VALUE!
P0646-0090 | Oxygen Sensor Assembly (including PCB) for EX-2000 | #VALUE!
P0646-0100 | AC/DC Power Supply Assembly for EX-2000 | 1277
P0646-0120 | AC Input Fuse for EX-2000 | 62.4
P0646-0130 | Fiberglass Enclosure with Custom Silkscreen for EX-2000 | 3191
P0647-0190 | POWER SWITCH, CO28IR | 203
P0660-0031 | LEVEL SPIRIT 10MIN | 113
P0660-0078 | SPINDLE, LE | 2542
P0660-0079 | SPINDLE PULLEY LE | 3856
P0660-0080 | BRUSH,CLEANING,FOR LE & GLE | 81.5
P0660-0280 | CABLE TIE TOOL | 2305
P0660-0301 | EXTRACTION TOOL | 661
P0660-0340 | HAND CRIMPING TOOL | 203
P0660-1171 | MAGNET RING 1.360ID ASSY. | 406
P0660-1210 | MAGNET RING .38OD .12THK | 20.4
P0660-1251 | MAGNETIC STIR BAR,1/2OD,3L | 217
P0660-2090 | WRENCH HEX 9/64 6 PTS STL BLK | 22
P0660-3040 | WRENCH SINGLE HEAD | 136
P0660-3050 | WRENCH, FOR LE & GLE | 144
P0660-3060 | WRENCH, OPEN END, FOR LE & GLE | 81.5
P0660-3061 | WRENCH OPEN END FOR LE/GLE | 81.5
P0660-3070 | WRENCH,CYLINDER BOTTOM,LE/GLE | 516
P0660-3100 | EXTENSION SOCKET WRENCH | 113
P0660-3160 | WRENCH RATCHET STL 3/8DRV SZ | 253
P0660-3190 | WRENCH CAP FOR Z41 | 1281
P0660-3231 | WRENCH COUPLING Z41 284-13293 | 176
P0660-3250 |  | 166
P0660-3280 | WRENCH,L-HEX,3/8,STL,BLK OXID | 20.4
P0660-3300 | Bottom Valve | #VALUE!
P0660-6020 | WRENCH STRAP3IN AD | 458
P0700-4001 | V-BELT FOR Z41 | 330
P0700-4002 |  | 287
P0700-4003 | BELT YELLOW FOR Z61,Z81,Z101 CENTRIFUGE | 292
P0700-4004 | BELT FL CEPA 8001 | 217
P0700-5020 | BELT V 3M545 | 67.8
P0700-5112 | V-BELT,2L,25OUT.LEN.,ONE BAND | 49.5
P0700-5242 | V-BELT 2L 31OUTSIDE LEN. | 53.7
P0700-5254 | V-BELT 3VX 31.5OUTSIDE LEN. | 117
P0700-5302 | BELT V 2L340 1/4X5/3234.00LG | 63.6
P0700-5504 | V-Belt, 43 Pitch Length, 3/8 W, 3L | 84
P0700-5584 | BELT V 3V 475 | 99
P0700-7040 | V-BELT,22PITCH LEN.,4 BANDS | 94.8
P0700-7070 | V-BELT,28PITCH LEN.,4 BANDS | 81.5
P0700-7090 | V-BELT,32PITCH LEN.,4 BANDS | 86.1
P0700-8010 | TIE CABLE LOCKING | 76.5
P0700-8060 | TIE CABLE 3/4BNDL | 0.87
P0720-0681 | CORDSET,MULTIFAST,AC,22GA,16 COND, COPPE | 1310
P0720-0911 | CORDSET,22GA,5 COND.,COPPER | 458
P0720-0912 | CORDSET,22 GA,4 COND.,COPPER | 203
P0720-0913 | CORDSET,22GA,4 COND.,COPPER | 499
P0720-0918 | CORDSET,DC,22GA,3.4M LONG | 330
P0720-0934 | CORDSET,AC,16GA,3 COND,10M LONG, COPPER | 786
P0720-0956 | Cordset, Eurofast, 24 Gauge, 8 Conductors, Copper | 936
P0720-0960 |  | 628
P0720-0963 | CORDSET,AC,16A,3.1M LONG | 620
P0720-0964 | CORDSET, DC, 22GA,4 COND,COPPER | 570
P0720-0965 | CORDSET,AC,16GA,4 COND,10M LONG,COPPER | 932
P0720-0970 | CABLE,FLAT FLEX,18 COND | 38.7
P0720-0980 | CABLE,22GA,2 COND,7X30,.164OD | 9.6
P0720-1030 | CORDAGE 18 AWG RUBBER | 20.4
P0720-1111 | CABLE 6 COND. 22 AWG | 22
P0720-1124 | CABLE 4 COND. 22 AWG | 22
P0720-1151 | CABLE 2 COND. 20 AWG | 22
P0720-1230 | CABLE 5 COND. 24 AWG COPPER | 7.9
P0720-1261 | CABLE,22 AWG,PVC,7/30 | 8.3
P0720-2020 | CORD SET EUROPEAN 3COND 10A | 122
P0720-2021 | External Power Cord for Pump Control via Bioflo 4500,230V, 50Hz | 99.4
P0720-2024 | CORDSET PWR 14GA 3COND 125V15A | 99.4
P0720-2090 | AK9 Cable, Analog For Multi- Gen, BioFlo I , MicroFerm and MicroGen | 316
P0720-2093 | AK9 Cable for BioFlo 5000 | 453
P0720-2094 | AK9 cable, 8FT TRIAX/S962/BANANA/NBS | 391
P0720-2095 | AK9 Cable (pH Probe) for 3ft, BioFlo IIC, 2000, III, 110, 3000, IV, 4000, 4500, CelliGen and CelliGen Plus | 369
P0720-2202 | POLAROGRAPHIC DO CABLE | 1052
P0720-2210 | CABLE, 28 AWG | 253
P0720-2212 | CABLE PLUG 26 AWG | 616
P0720-2250 | Fermprobe Detachable Cable, 10ft Hp to BC connectors | 194
P0720-2260 | Fermprobe Detachable Cable, 8ft, HP to C2 & PC Connectors | 293
P0720-2270 | Fermprobe Detachable Cable, 3 1/2ft, HP to BC & MB Connectors | 266
P0720-2273 | pH Cable for BioFlo 310, 410, 415 and CelliGen 310 | 1152
P0720-2275 | Redox Cable, BioFlo 310, 410 and 415 | 1435
P0720-2276 | pH Cable (all vessels) (for BioFlo 115, 510 and CelliGen 115, 510) | 1444
P0720-2277 | Redox Cable, BioFlo 510 | 1444
P0720-2300 | DO CABLE, 10 METERS, FOR USE WITH INGOLD MODEL 4500 TRANSMITTER | 1090
P0720-2320 | CORDSET SV 18GA 3 COND. RUBBER | 81.5
P0720-2331 | DO Probe Cable - BioFlo all sizes and CelliGen Plus | 732
P0720-2332 | DO Cable, BioFlo 110 (1.3L) + BioFlo III/3000 (1.6L) | 1972
P0720-2333 | DO Cable, BioFlo 310, 410, 415 and CelliGen 310 | 1556
P0720-2336 | DO Cable (all vessels) (for BioFlo/CelliGen 115) | 1955
P0720-2337 | Dust cap for cable sensor end | 104
P0720-2338 | Replacement DO Cable, 5.0 L + 14.0 L (for CelliGen BLU) | 1140
P0720-2342 | DO Cable, BioFlo and CelliGen Pro | 1402
P0720-2430 | 5M Turbidity Cable | 3690
P0720-2435 | fiber optic cable | 4039
P0720-2440 | POWER CORD 3 COND. 250V | 63.6
P0720-2441 | POWER CORD 3 COND. 250V | 46.2
P0720-2530 | CABLE,RIBBON,3.5FLOPPY DRIV | 36.6
P0720-2560 | dO2 Cable, 3 meters for Mettler Model 4500 | 716
P0720-2561 | dO2 Cable, 5 meters for Mettler Model 4500 | 828
P0720-2752 | Cable, Shielded Paired, 24 AWG, 2 Cond, 7x32 | 54.9
P0720-2763 | Redox Cable, BioFlo 110/115 | 878
P0720-2940 | CABLE,DUAL USB | 123
P0720-3000 | CABLE,VGA | 62.8
P0720-3002 | CABLE,VGA 16 PIN HEADER (2mm) TO 15 PIN DSUB | 53.7
P0720-5012 | CHAIN W/SPRING CLIP,962-91/NBS | 30.4
P0720-5013 | COUPLING PLUG,BLIND 962-9/NBS | 117
P0720-5019 | COUPLING,INSERTION/NBS | 375
P0720-5021 | PH PROBE, INGOLD, LIQUID FILLED, 282MM | 1722
P0720-5102 | THERMOCUPLE PROBE | 428
P0720-5115 | ELECTRODE REDOX 120MM IMMER. | 2122
P0720-5145 | PH PROBE, INGOLD, LIQUID FILLED, 360MM | 1710
P0720-5155 | PH PROBE, INGOLD, LIQUID FILLED, 436MM | 1972
P0720-5161 | PROBE TEMP SENSOR | 3224
P0720-5162 | PROBE TEMP SENSOR | 3815
P0720-5167 | PROBE,TEMP,PLATINUM,6L | 1023
P0720-5298 | KIT,MEMBRANE,O2,25MM,NEW STYLE/NBS | 1265
P0720-5305 | PH PROBE, INGOLD, LIQUID FILLED, 120MM | 2637
P0720-5307 | CAP TOP PIECE | 653
P0720-5308 | CAP NUT AND SEAL ASSY. | 280
P0720-5317 | PROTECTIVE CAP FOR INGOLD PH PROBES | 16.2
P0720-5325 | PH PROBE, INGOLD, LIQUID FILLED, 200MM | 2716
P0720-5471 | ELECTRODE DO 360MM IMMER.LEN. | #VALUE!
P0720-5496 | PROBE,TEMP,RTD,48L | 453
P0720-5565 | INGOLD INPRO 6810/12/160/NBS | #VALUE!
P0720-5567 | dO2 probe cap | 55.7
P0720-5570 | IN TRAC 797 STERIL., RETRACTABLE HOUSING FOR SIP, W/GEL-FILLED 325MM PROBES | #VALUE!
P0720-5570C | INTRAC 797, Stainless Steel Retractable Probe Housing, 25mm Ingold Port, 325mm Probe Length, with Material | #VALUE!
P0720-5580 | Ingold pH Probes, Gel filled, 325mm Length | 1206
P0720-5581 | Ingold pH Probes, Gel filled, 120mm Length | 1040
P0720-5582 | Ingold pH Probes, Gel filled, 200mm Length | 1144
P0720-5583 | Hamilton pH Probes, Gel filled, 425mm Length | 1452
P0720-5584 | Ingold pH Probes, Gel filled, 225mm Length | 1144
P0720-5588 | ELECTRODE,PH,GLASS,100mmL | 2205
P0720-5631 | pH + dO2 simulator/calibrator | 2238
P0720-5650 | Ingold PROTECTIVE SLEEVE,NON-LIQ PH/NBS | 280
P0720-5737 | Protective cap for B James pH probe | 23.3
P0720-5760 | SS HOUSING, 25MM PORTS, B JAMES MODEL F-615, 130MM ONLY | 1793
P0720-5780 | Ingold Redox Probe, Gel filled, 120mm Length | 1340
P0720-5781 | Ingold Redox Probe, Gel filled, 200mm Length | 1464
P0720-5782 | Ingold Redox Probe, Gel filled, 325mm Length | 1577
P0720-5784 | INGOLD REDOX PROBE, 425MM LENGTH | 2675
P0720-5836 | Membrane kit for 19mm & 25mm probes, Broadley James (one) | 339
P0720-5837 | Membrane kit for 19mm & 25mm probes, Broadley James (4) | 1252
P0720-5838 | Membrane kit for 12mm probes, Broadley James (one) | 339
P0720-5839 | Membrane kit for 12mm probes, Broadley James (4) | 1256
P0720-5867 | Autoclave Cap for any size DO probe | 99.4
P0720-5950 | Turbidity Probe, Autoclavable 12mm / 297mm Length InPro 8100 (Cable not included) | #VALUE!
P0720-5951 | Turbidity Probe, Autoclavable 12mm / 120mm Length InPro 8100 (Cable not included) | #VALUE!
P0720-5960 | Turbidity Probe, SIP 12mm / 407mm Length InPro 8200 with Cable | #VALUE!
P0720-5961 | Turbidity Probe, SIP 12mm / 120mm Length InPro 8200 with Cable | #VALUE!
P0720-5962 | Turbidity Probe, SIP 12mm / 205mm Length InPro 8200 with Cable | #VALUE!
P0720-5963 | Turbidity Probe, SIP 12mm / 297mm Length InPro 8200 with Cable | #VALUE!
P0720-5980 | THERMOMETER, RTD | #VALUE!
P0720-6240 | CIP S/S HSG FOR 25MM THREADED INGOLD PORT, GEL PROBES ONLY | 1614
P0720-6240C3 | 25mm Ingold Port 12mm Housing with Material Certificate | 3053
P0720-6249 | KIT, SPARE PARTS O-RINGS | 557
P0720-6250 | CIP S/S HSG FOR 25MM THREADED INGOLD PORT, LIQUID PROBES ONLY | 3852
P0720-6268 | dO2 Membrane Kit for Inpro 6000 (Incl.4 membranes, O-rings, & 25 mL electrolyte) | 1319
P0720-6270 | Ingold dO2 Probe (Inpro 6800), 80 mm Length, T82 Cable end | #VALUE!
P0720-6280 | Ingold dO2 Probe (Inpro 6800), 120 mm Length, T82 Cable end | #VALUE!
P0720-6281 | Ingold dO2 Probe (Inpro 6800), 160 mm Length, VP Cable end | #VALUE!
P0720-6282 | Ingold dO2 Probe (Inpro 6800), 220 mm Length, T82 Cable end, Direct or Magnetic Drive | #VALUE!
P0720-6283 | Ingold dO2 Probe (Inpro 6800), 320 mm Length, T82 Cable end, Direct or Magnetic Drive | #VALUE!
P0720-6284 | Ingold dO2 Probe (Inpro 6800), 420 mm Length, T82 Cable end, Direct or Magnetic Drive | #VALUE!
P0720-6290 | PROBE,TEMP.,THERMISTOR SENSOR | 144
P0720-6339 | dO2 Membrane Kit for Inpro 6000 (Incl.1 membranes, O-rings + 25 mL electrolyte) | 424
P0720-6370 |  | #VALUE!
P0720-6420 | CLEANER,FOR PROTEINS,125mL | 121
P0720-6450C1 | 25mm Ingold Port 12mm Housing with Material Certificate (BioFlo/CelliGen Pro Only) | 3806
P0720-6470 | Probe Adapter, converts T-82 to VP connector | 487
P0720-6480 | CO2 Probe (VP Connector), 12mm / 120mm length | #VALUE!
P0720-6481 | CO2 Probe (VP Connector), 12mm / 220mm length | #VALUE!
P0720-6482 | CO2 Probe (VP Connector), 12mm / 320mm length | #VALUE!
P0720-6520 | Hamilton dO2 Probe, Gel filled, 625mm Length | #VALUE!
P0720-6529 | Replacement DO Probe, 50.0 L (for CelliGen BLU) | #VALUE!
P0720-6530 | Hamilton Redox Probe, Gel filled, 625mm Length | 2733
P0720-6531 | Hamilton Redox Probe, Gel filled, 425mm Length | 2612
P0720-6532 | Hamilton Redox Probe, Gel filled, 325mm Length | 2621
P0720-6540 | Hamilton pH Probe, Gel filled, 625mm Length | 1876
P0720-6570 | DO Probe Membrane Replacement Kit (for BioFlo 415) | 1394
P0720-6580 | Ingold dO2 Probe (Inpro 6800), 80 mm Length, T82 Cable end, Direct or Magnetic Drive | #VALUE!
P0720-6600C5 | DO Polarization Unit,T-82 Sensors | 1285
P0720-6610 | pH Simulator Kit | 1356
P0720-6641 | Membrane Kit, InPro 5000 CO2 Sensors | 1069
P0720-9620 | CABLE,COM 1-4 CABLE,40 COND. | 55.3
P0720-9621 | CABLE,COM 4-5 CABLE,10 COND. | 40.8
P0720-9622 | CABLE,COM 1-3 CABLE,10 COND. | 53.7
P0720-9660 | CO2 Cable, VP CABLE VP6-ST/3M (9.9FT) | 453
P0720-9691 | CORDSET,DC,22GA,4 COND, 20M LONG, COPPER | 807
P0720-9692 | CORDSET,EUROFAST,24GA,8 COND,10M LONG,CO | 1194
P0720-9771 | Optical DO Power Converter | 1107
P0720-9780 | Cable Assy, BNC, Custom | 1273
P0720-9871 | CABLE,ASSY,DB9 CONN.M/F 6'LG | 31.2
P0720-9890 |  | 487
P0720-9921 | Cordset, 22 Gauge, 2 cond | 144
P0720-9938 | Tee, Devicenet, 5 cond, 22 Gauge | 325
P0720-9948 | Terminating Resistor, Devicenet | 220
P0720-9950 | CORDSET,DC,22GA,4 COND,3.8M,L | 528
P0720-9951 | Cordset, DC, 22GA, 4 Cond, 10M Long, Copper | 836
P0720-9960 | Cordset, DC, 22GA, 5 Cond, 3.8M L | 624
P0720-9962 | CORDSET,DC,22GA,5 COND,14M LONG, COPPER | 973
P0720-9980 | CORDAGE, 14GA, 3 COND, 9'LG | 474
P0720-9990 | CORDAGE,3 COND,1.50mm 2 SIZE | 235
P0725-0020 | PROBE,SAMPLING,12mm, CERAMIC | #VALUE!
P0725-9150 | PROBE,SAMPLING,12mm,CERAMIC | #VALUE!
P0725-9180 | PROBE,SAMPLING,12mm, CERAMIC | #VALUE!
P0725-9190 | KIT,12mm CERAMIC PROBE STARTER | 3083
P0740-0251 | SYPHON 1/4SIZE PIPE S.S. | 271
P0740-0370 | TUBG LATX.438 .063 | 22
P0740-0760 | TUBG SHRINK AWG8 | 22
P0740-0761 | TUBING SHRINK CUT TO 9L | 36.6
P0740-0762 | TUBING SHRINK CUT TO 20L | 76.5
P0740-0763 | TUBING SHRINK CUT TO 28L | 113
P0740-0793 | TUBING HEAT SHRINK. 3/32 | 8.3
P0740-0803 |  | 11.6
P0740-0830 |  | 11.6
P0740-0835 | TUBING HEAT SHRINK 3/8 PVC | 8.3
P0740-1631 | TUBING,BRAID,15FT. PACK,1/4ID | 94.8
P0740-2030 | TUBING TEFLON 1/4ID .030WALL | 53.7
P0740-2050 | TUBING SIZE 18 TEFLON .042ID | 8.3
P0740-2060 |  | 11.6
P0740-2400 | SILICONE TUBING FOR BUBBLE-FREE SPARGING, SB | 453
P0740-2441 | TUBING SLCN 1/8ID 1/16WALL | 595
P0740-2501 | TUBING SLCN .187ID .093WALL | 428
P0740-2515 | SILICONE TUBE-13/64ID,21/64OD,25FT, BIOFLO 2000 COOL. COIL | 261
P0740-2540 | TUBING SLCN 1/4ID 1/16WALL | 936
P0740-2640 | TUBING SLCN 5/16ID 1/8WALL | 27.9
P0740-2646 | TUBING SLCN 5/16ID 1/8WALL | 782
P0740-2660 | TUBING SILICONE 5/8OD 1/8WAL | 53.7
P0740-2695 | TUBING SLCN 1/2ID 1/8Wall | 40.8
P0740-2722C3 | TUBING FOR BIOFLO 410 - 25' | 1102
P0740-2725C3 | Replacement Silicone Tubing I.D. 3/4” / 19.1 mm, Length 25’ /8.9 m | 109
P0740-2730 | Tubing Set + Pump Head (Incl. 1 set of tubing, tubing connectors and pump head) | 1560
P0740-2740 | Tubing only, incl. 5 sets (for FibraStage) | 1364
P0740-3260 | Tubing, 4 Ribbon, 5/32, Polyure. | 16.2
P0740-3270 | Tubing, Tygon .250 I.D. | 20
P0740-7030 | HOSE UTILITY 1/2 I | 20.4
P0740-7050 | HOSE,3/8ID,200-300 PSI,NPRN | 22
P0740-7071 | HOSE EPRP 7/8ID | 20.4
P0740-7104 | HOSE FLEX 4-VCO FITTING | 978
P0740-7105 | HOSE FLEX 1/4OD TUBE X 4-VCO | 807
P0740-7120 | HOSE 1/2 RUBBER BRAIDED BLACK | 29.1
P0740-7482 | HOSE ASSY 3/16ID 12L TEFLON | 474
P0740-7500 | SILICONE TUBING PROTECTOR (SPARE) | 55.7
P0740-7931 | HOSE,.31ID, TRANSLUCENT | 154
P0740-7932 | Hose,1/2,Silicone | 466
P0740-7933 | Hose,3/4, Sanitary, Silicone | 911
P0740-7934 | Hose,1 1/2,Sanitary | 1406
P0740-7936 | Hose,1,Sanitary, Silicone | 1385
P0740-7980 | HOSE,SANITARY,2,14.6L | 3062
P0740-8000C3 | HOSE ASSY,1/4,SMOOTHFLEX,27HOSE LEN. | 512
P0740-8003C3 | HOSE ASSEMBLY,1/4 (0.00635 meters), SMOOTHFLEX,18(0.457 meters) Length | 508
P0740-9030 | TUBG PLYE.250 .040 | 22
P0740-9040 | TUBG,POLYETHYLENE,3/8OD,.062 | 22
P0740-9050 | TUBING,NYLON,1/4OD,.040WALL | 22
P0740-9060 | TUBING NYLON 5/32OD .025WALL | 20.4
P0740-9100C3 |  | 1460
P0741-2052C |  | 67.8
P0800-0010 | SHEET, PLYU .025GA 12 X 12 | 20.4
P0800-0040 | SHEET,FOAM NEOPRENE,42WX44L | 474
P0800-0280 | SHEET, FIBGLASS 15 X 16 | 36.6
P0800-2040 | ROUND NYL 0.50DIA | 20.4
P0820-0020 | COMPOUND HEAT SINK | 343
P0820-0200 |  | 331
P0820-0440 | ADHESIVE,HERNON #123 | 40.8
P0820-0470 | APPLICATOR | 661
P0820-0610 | Adhesion Promoter | 19.1
P0820-3060 | INSULATION, THERMAZIP 50 | 332
P0820-3130 |  | 65.3
P0820-5061 | RESIN MIXED BED NUCLEAR | #VALUE!
P0820-5180 | Reagent B, NucleoCounter | 217
P0820-5190 | Reagent A100, NucleoCounter | 217
P0820-5210 | Cleaning Kit NC 200 | 235
P0820-5220 | Via1-Cassette™, 100 pcs | 1701
P0820-5221 | Via1-Cassette™, 10 x 100 pcs | 1622
P0820-5230 | Solution 10 - Lysis Buffer, 100 mL | 516
P0820-5250 | NucleoCounter® NC-200™ IQ/OQ Kit | 2870
P0860-0081 | Buffer Solution, pH 7.00, 250 mL | 136
P0860-0130 | pH Electrolyte, 250 mL | 67.8
P0860-0134 | INGOLD ELECTROLYTE, 25ML | 95.7
P0860-0136 | DO ELECTROLYTE 25ML | 83.2
P0860-0137 | DO ELECTROLYTE 250ML | 245
P0860-0150 | SOLUTION,DESCALING,1 QT. | 45.3
P0860-0290 | SOLUTION PH ELECTRODE CLEANER | 190
P0860-0440 | STORAGE SOLUTION FOR PH PROBES USING SOAKER BOTTLE, 500ML | 487
P0860-0460 | LOCTITE,401,.10oz TUBE | 86.1
P0860-0949 | KIT,PLASTIC POLISHING | 424
P0860-0970 | PAINT-DARK GRAY METALLIC SPRAY | 181
P0860-1000 | Buffer Solution, pH 9.21, 250 mL | 136
P0860-1050 | Silicone Grease for Seals/ O-Rings (for BioFlo/CelliGen 115) | 147
P0860-5178 | Reagent Holder, NucleoCounter | 299
PT-1000 | PROBE PT-1000 | 653
PTL-103 | TABLE LAYOUT AG-50 | 2122
PTL-106 | TABLE LAYOUT AG-25 | 1269
PTL-107 | TABLE LAYOUT AG-50 | 1485
PTL-140 | TABLE LAYOUT AG-21 | 1048
PTL-142 | TABLE LAYOUT AG-21 | 1331
PTL-144 | TABLE LAYOUT AG-21 | 1165
PTL-334 | TABLE LAYOUT | 396
PTL-335 | TABLE LAYOUT A76-2 | 343
PTL-386 | Universal Platform (for Innova 2350) | #VALUE!
PTL-391 | Reflective (white) Universal platform (for 4340) | 3727
PTL-393 | Universal Platform, aluminum (for Innova 2350) | 2637
R-100 | PAD,FOOT,WITH WASHER | 22
R-112 |  | 11.6
R-127 | Innova 43 Channel Rubber | 3.4
R-131 | O-RING 2-010 NPRN | 22
R-135 | O-RING 2-113 NPRN | 22
R-145 | O-RING 2-151 NPRN | 20.4
R-152 | O-RING 2-016 VITON | 22
R-153 | O-RING 2-029 NPRN | 22
R-155 |  | 11.6
R-162 | O-RING 2-112 NPRN | 22
R-163 | O-RING 2-012 NPRN | 22
R-165 | O-RING 2-154 NPRN | 25.4
R-175 | O-RING 2-031 NPRN | 22
R-176 | O-RING 2-349 NPRN | 36.6
R-177 | O-RING 2-360 NPRN | 36.6
R-178 | O-RING 2-446 NPRN | 94.8
R-179 | O-RING 2-118 NPRN | 22
R-181 | O-RING 2-152 NPRN | 20.4
R-182 | O-RING 2-120 NPRN | 22
R-190 | O-RING 2-130 NPRN | 22
R-219 | RUBBER PAD | 12.1
R-220 | STOPPER RUBBER SIZE 6 MODIFIED | 25.4
R-223 | GASKET FLTR ELEM 2.125OD EPRP | 20.4
R-224 | O-RING 2-236 NPRN | 22
R-225 | O-RING 2-012 VITON | 22
R-227 | O-RING 2-215 NPRN | 22
R-231 | O-RING 2-030 NPRN | 22
R-232 | 3 PLY POLY 90 WHITE BUTYL COS | 20.4
R-243 | V-BELT 2L 24 OUTSIDE LEN. | 53.7
R-245 | O-RING 2-039 NPRN | 22
R-254 | V-BELT TIMING 3/8W ONE BAND | 67.8
R-257 | TUBING EXTRUDED VACUUM 3/8ID | 45.3
R-263 | O-RING 2-141 NPRN | 22
R-274 | O-RING 2-014 NPRN | 22
R-276 | O-RING 2-111 NPRN | 22
R-285 | O-RING 2-024 NPRN | 22
R-286 | O-RING 2-020 NPRN | 22
R-291 | O-RING 2-210 NPRN | 22
R-301 | O-RING 2-217 NPRN | 22
R-304 | O-RING 2-162 NPRN | 63.6
R-320 | BELT V 3L200 | 53.7
R-321 | BELT V 3L-210 | 45.3
R-322 | V-BELT 3L 21.3PITCH LEN. | 45.3
R-323 | BELT V 3L230 | 40.8
R-324 | V-BELT 3L 24OUTSIDE LEN. | 45.3
R-325 | BELT V 3L250 | 36.6
R-330 | V-BELT 3L 29.3PITCH LEN. | 53.7
R-331 | V-BELT 3L 30.3 PITCH LEN. | 53.7
R-334 | BELT V 3L340 | 53.7
R-335 | V-BELT 3L 34.3PITCH LEN. | 53.7
R-336 | V-BELT 3L 35.3 PITCH LEN. | 58.7
R-337 | V-BELT 3L 36.3PITCH LENGTH | 58.7
R-340 | V-BELT 3L 39.3PITCH LEN. | 53.7
R-344 | V-BELT 3L440 | 104
R-352 | V-BELT 3L 52OUTSIDE LEN. | 72
R-433 | BELT V 4L330 | 81.5
R-447 | BELT V 4L470 | 67.8
R-448 | BELT V 4L480 | 72
R-457 | V-BELT 4L 56PITCH LEN. 1/2W | 81.5
R-462 | BELT V 4L620 | 63.6
R-463 | BELT V 4L630 | 86.1
R-465 | V-BELT 4L 64PITCH LEN. 1/2W | 76.5
R-466 | V-BELT 4L 66OUTSIDE LEN. | 104
R-472 | BELT V 4L720 | 99.4
R134A | R134A GAS | 0.21
R170 | R170 Coolant Ethaan | 1.2
R404A | R404A GAS | 0.17
R508B | R508B GAS | 1.2
RW150-131 | STDF 303 1.8X10-32 | 190
RW650-428 | SHAFT PULLEY | 415
RW650-502 | HOSE LOWER DRAIN | 53.7
S-122-1/2 | Pulley (OK25) TC-7 Roller Drum | 76.1
S-208-5/16 | SHEAVE, NYLON, 5/16 BORE | 53.7
S1121-3126 | 1/4-20 x 3/4 Flat socket black | 0.46
S1121-3166 | SCREW 1/4-20 X 1 FLT SOC BLK STL | 2.2
S1121-3206 | SCREW,MACH.,FLAT SOC. 1/4-20 X 1-1/4LG BLACK | 2.1
S1127-3126 | SCREW 3/8-16 | 2.2
S1127-3146 | SCREW,SOC,7/8L,3/8-16,STL,BLK | 2.8
S1127-3166 | 3/8-16 x 1 Flat socket black | 1.4
S1127-3206 | 3/8-16 x 1 1/4 Flat socket bla | 2.3
S1227-2366 | SCREW,HEX,3/8-16,2 1/4L,STL | 3.1
S1227-3207 | 3/8-16 x 1 1/4 Flat socket bla | 2.4
S1421-3051 | SCREW SET 1/4-20 X 5/16 SOC ST L | 9.2
S1714-6049 | SCREW 8X1/4 TYP B PAN PHL ZNC | 8.3
S2112-6061 | SCREW | 6.2
S2114-3041 | SCREW 8-32 X 1/4LONG | 2.2
S2116-3051P | Spare Flat Phillips Head Screws, 10–24 x 5/16, 25 pcs, for aluminum + phenolic platforms (for Biological | 18.3
S2116-3101 | SCREW, MACH, FLAT,5/8L, 10-24, SS | 2.2
S2116-3101P | Spare Flat Phillips Head Screws, 10–24 x 5/8, 25 pcs, for model 2350 (plywood) platform only (for Biological | 18.3
S2117-2060 | SCREW 10-32 X 3/8LG SS ALN SO C | 2.1
S2117-6041 | 10-32 x 1/4 Pan Philips S.S. | 0.25
S2214-2060 | SCREW CAP ALN 8-32 X 3/8 SS 30 4 | 2.2
S2217-2060 | SCREW ALN CAP | 8.3
S2217-2120 | SCREW 10-32 x 3/4 CAP SOC SS | 1
S2217-2241 | ACR 10-32X1-1/2 ALN SOC 304 SS | 22.9
S3-130 | ROD UTILITY TABLE | 194
S3421-3041 | SCREW, SET, ALLAN,1/4-20, 1/4L,SS | 2.4
S41I-120-0100 | New Brunswick S41i CO2 Incubator Shaker 120V 60Hz Standard with High Temperature Disinfection | #VALUE!
S41I-230-0100 | New Brunswick S41i CO2 Incubator Shaker 230V 50Hz Standard with High Temperature Disinfection | #VALUE!
SP97048-SCREEN | Replacement Screen for IB75 | 911
SS101-04 | COUPLING PIPE FULL 1/8 304 | 67.8
SS1201-04C3 | NIPPLE,1/4,SS | 20.4
SS1314-04 | BUSHING PIPE 1 X 1/2 | 122
SS402-04 | TEE,FEMALE,1/4X1/4X1/4,SS | 136
TAS-003 | TAILOR MADE CONTRACT AS-3 | 1331
TAS-008 | TAILOR MADE CONTRACT AS-8 | 1560
TAS-010 | TAILOR MADE CONTRACT AS-10/MM-9 | 2026
TBB6500 | TAILOR MADE CONTRACT BLOODBANK | 803
TBI2000 | TAILOR MADE CONTRACT BIOFLO 110 | 3981
TBI2000PLUS |  | 126
TBI3000 | TAILOR MADE CONTRACT BIOFLO 3000/310 | #VALUE!
TBI4000 | TAILOR MADE CONTRACT BIOFLO 4000/410/415 | #VALUE!
TBI4500 | TAILOR MADE CONTRACT BF 4500 | #VALUE!
TBI5000 | TAILOR MADE CONTRACT BF 5000/510 | #VALUE!
TBIOFL4 | TAILOR MADE CONTRACT BIOFLO 4 | #VALUE!
TCELLIPLUS | TAILOR MADE CONTRACT CELLIGEN+/CELLIGEN 310 | #VALUE!
TCLIEBH | TAILOR MADE CONTRACT FRIDGE -20°C | 220
TCO-140 | TAILOR MADE CONTRACT INNOVA CO-14 | 803
TCO-150 | TAILOR MADE CONTRACT EXCELLA ECO-170/CO-150 | 803
TCO-170 | TAILOR MADE CONTRACT INNOVA CO-170/CO-170 | 803
TCO-480 | TAILOR MADE CONTRACT INNOVA CO-48/CO-48 | 803
TG23300 | TAILOR MADE CONTRACT G/C/E 2/5/10 | 385
TG25760 | TAILOR MADE CONTRACT G/C/E 24/25/76 | 674
TG25KLC | TAILOR MADE CONTRACT G/C-25KC, E-24/25R, G-25KLC | 803
TG52530 | TAILOR MADE CONTRACT G52/G53 | 803
TIN0044 | TAILOR MADE CONTRACT INNOVA 40R/43R/44R/I26R | 803
TIN2000 | TAILOR MADE CONTRACT INNOVA 2000/2050 | 368
TIN2100 | TAILOR MADE CONTRACT INNOVA 2100/2150 | 368
TIN2300 | TAILOR MADE CONTRACT INNOVA 2300/2350 | 428
TIN3000 | TAILOR MADE CONTRACT INNOVA 3000/3100 | 674
TIN4000 | TAILOR MADE CONTRACT INNOVA 4000/4080/40 | 674
TIN4200 | TAILOR MADE CONTRACT INNOVA 4200/42 | 674
TIN4230 | TAILOR MADE CONTRACT INNOVA 4230/42R | 732
TIN4300 | TAILOR MADE CONTRACT INNOVA 4300/43 | 674
TIN4330 | TAILOR MADE CONTRACT INNOVA 4330/4335/4340 | 803
TIN4400 | TAILOR MADE CONTRACT INNOVA 4400/44/I26 | 674
TIN4430 | TAILOR MADE CONTRACT INNOVA 4430 | 803
TIN5000 | TAILOR MADE CONTRACT INNOVA 5000 | 1077
TINS41I |  | 1173
TMP-320 | TAILOR MADE CONTRACT MP320/MP1000 | 1527
TMPP000 | TAILOR MADE CONTRACT MPP40 /80 | #VALUE!
TTR-178 | ROD LOCK ASSEMBLY | 545
TTR-210 | Angled Tube Rack Holder for user-supplied test tube racks (for Biological Shakers) | 1215
TTR-211 | SLANT TEST TUBE RACK | 915
TTR-212 | CLAMPING BAR | 882
TTR-215 | Spacer Bar for TTR-210 (for Biological Shakers) | 406
TTR-221 | Microplate rack, for single layer of 5 plates (for Biological Shakers) | 1215
TUI6500 | TAILOR MADE CONTRACT U1650 | 803
TULT850 | TAILOR MADE CONTRACT ULT -86°C FREEZER | 803
TVESSEL | TAILOR MADE CONTRACT EXTRA VESSEL | 1315
U725-MASON | Innova U725-G Upright Freezer, Eco-Friendly Green, Air-Cooled, 230V, 50Hz | 32610
U9043-0002 | Innova CO2 Backup,120-220V | #VALUE!
U9043-0004 | CO2 Back-up, 230V, 50Hz (for Innova Freezers) | #VALUE!
U9043-0006 | CO2 PREM BACKUP,120-220V 60HZ | #VALUE!
U9043-0008 | CO2 Back-up, 230V, 50Hz (for Premium Freezers) | #VALUE!
U9044-0002 | LN2 VIP BACKUP,120-220V 60HZ | #VALUE!
U9044-0004 | LN2 Back-up, 230V, 50Hz (for Innova Freezers) | #VALUE!
U9044-0006 | LN2 PREM BACKUP,120-220V 60HZ | #VALUE!
U9044-0008 | LN2 Back-up, 230V, 50Hz (for Premium Freezers) | #VALUE!
U9230-0001 | Premium C340 Chest Freezer, -86°C Ultra-Low Temperature, with Urethane Foam Insulation, 230V, 50Hz | #VALUE!
U9250-0001 | Premium C660 Chest Freezer, -86°C Ultra-Low Temperature, with Urethane Foam Insulation, 230V, 50Hz | #VALUE!
U9250-0002 | C660 PREM FREZER,23.3 CU FT,208-220V/60H | #VALUE!
U9250-0008 | Prem.Chest,HEF,C660,230/50Hz | #VALUE!
U9250-0009 | Prem.Chest,HEF,C660,208V | #VALUE!
U9250-0045 | -45°C Premium Chest Freezer, Model C660, 23.3 cu. ft. 230v 50hz | #VALUE!
U9260-0001 | Premium U410 Upright Freezer, -86°C Ultra-Low Temperature, with Urethane Foam Insulation, 230V, 50Hz | #VALUE!
U9260-0002 | U410 PREM. FREEZR,14.5 CU FT,208-220V/60 | #VALUE!
U9260-0008 | U410 PREMIUM FREEZER HIGH EFFICIENCY, 230V | #VALUE!
U9260-0045 | -45°C Premium Upright Freezer, Model U410, 14.5 cu. ft. 230v 50hz | #VALUE!
U9260-0308 | Promotional Offer: HEF U410 230V 50Hz with TCA-3 Temp Monitoring System | #VALUE!
U9270-0001 | Premium U570 Upright Freezer, -86°C Ultra-Low Temperature, with Urethane Foam Insulation, 230V, 50Hz | #VALUE!
U9270-0002 | U570 PREM. FREEZR,20.0 CU FT,208-220V/60 | #VALUE!
U9270-0007 | Prem.Upr, HEF,U570,120/60Hz | #VALUE!
U9270-0008 | HEF Upright Freezer, Model U570 HEF, 20cft, 230V50Hz | #VALUE!
U9270-0045 | -45°C Premium Upright Freezer, Model U570, 20.0 cu. ft. 230v 50hz | #VALUE!
U9270-0308 | Promotional Offer: HEF U570 230V 50Hz with TCA-3 Temp Monitoring System | #VALUE!
U9280-0002 | U700 PREM. FREEZER,25 CUFT 208-220V/60HZ | #VALUE!
U9280-0003 | U700 230V, 50Hz | #VALUE!
U9400-0001 | Innova C585 Chest Freezer, 230V, 50Hz | #VALUE!
U9400-0002 | C585 INNOVA FREZR,20.7 CU FT,208-220V/60 | #VALUE!
U9410-0001 | Innova C760 Chest Freezer, 230V, 50Hz | #VALUE!
U9410-0002 | C760 INNOVA FRZER,26.9 CU FT,208-220V/60 | #VALUE!
U9420-0001 | Innova U101 Personal-Sized, -86°C Upright Freezer, for on or under lab bench, 230V, 50Hz | #VALUE!
U9425-0001 | Innova U360 Ultra-Slim Up- right Freezer, with Advanced Control and Monitoring, 230V, 50Hz | 41810
U9430-0001 | Innova U535 Upright Freezer, 230V, 50Hz | #VALUE!
U9430-0002 | U535 INNOVA FREZR,18.9 CU FT,208-220V/60 | #VALUE!
U9440-0001 | Innova U725 Upright Freezer, 230V, 50Hz | #VALUE!
U9440-0002 | U725 Inn Freezer,208/220V | #VALUE!
U9440-0004 | Innova U725-G Upright Freezer, Eco-Friendly Green, Water-Cooled, 230V, 50Hz | #VALUE!
U9440-0005 | Innova U725-G Upright Freezer, Eco-Friendly Green, Air-Cooled, 230V, 50Hz | #VALUE!
U9440-0006 | U725 W-C Upright Freezer 230V (HFC) | #VALUE!
U9440-0007 | U725 W-C Upright Freezer 208V (HFC) | #VALUE!
U9440-0014 | U725-G WATER COOLED 230V, 50Hz, ROCHE MODIFICATION | #VALUE!
U9440-0304 | Promotional Offer: U725-G 230V Water Cooled with TCA-3 Temp Monitoring System | #VALUE!
U9440-0305 | Promotional Offer: U725-G 230V Air Cooled with TCA-3 Temp Monitoring System | #VALUE!
U9440-0600 | Innova U725-G Upright Freezer, Eco-Friendly Green, Water-Cooled, 230V, 50Hz | #VALUE!
UE9270-5555-064 | Freezer Power Kit U700-208V | 786
UE9270-5555-066 | ACCESSORY KIT, U570, 115V/60 HZ | 861
UE9280-2008-500 | Inner Shelf, U700 | 437
UE9280-5555-096 | Accessory Package, Shelves, U700 | 1672
UE9420-1002-002 | RECORDER BLANK (CHARCOAL) | 170
UE9440-1005-001 | Freezer Filter Grill | 339
UE9440-2003-003 |  | 757
UE9440-2012-501 | Assembly, Latch Plate, Painted | 1236
UE9440-2019-502 | Shim, Latch Plate, 3 mm Thick for Freezers | 205
UE9440-2019-503 | Shim, Spigot, 3 mm Thick for Freezers | 37.9
UE9440-5555-037 | ACCESSORY KIT, U725 208 | 857
UE9440-5555-068 | Shim, Latch Plate, 1 mm Thick for Freezers | 46.6
UE9440-5555-069 | Shim, Spigot, 1 mm Thick for Freezers | 36.6
UE9440-5555-070 | Shim, Spigot, 2 mm Thick for Freezers | 205
UE9440-5555-075 | Wire harness for heater blanket for freezer | 101
UE9440-5555-085 | Shim, Latch Plate, 2 mm Thick for Freezers | 47.8
UT9270-1002-002 | REAR COMPRESSOR PANEL | 363
UT9270-2012-500 | Roller, Inner Door | 12.1
UT9420-2005-033 | AMBIENT PROBE FOR U-360 FREEZER | 258
UT9420-2021-001 | SIDE PANEL, U101 CONSOLE | 317
UT9440-2019-502 | Shim Door Latch Plate | 144
UT9440-2019-503 | SHIM, DOOR SPIGOT | 155
UT9999-0000-189 | DOOR MEMBRANE SWITCH ASSY. | 641
XAR-100 | 250ML ERLENMEYER GLASS RESERVOIR | 317
XMF-8624 | Angled Autoclave Rack (for BioFlo 310) | 1568